## 10.28.2025 Configurator
1/8” Emitter, 954 cavity foil, standard, PVDF, 3/8” FPT, 1/8” FPT | S003953105 | D09530000VXE0NM | 3181
1/8” Emitter, 953 dome foil, standard, stainless, 3/8” FPT, 1/8” FPT | S00195310X | D09530000VXE0TX | 3061.5
1/4” Emitter, 953 dome foil, standard, stainless, 3/4” FPT, 1/4” FPT | S002953X4F | D09530002VXESDF | 3550
1/4” Emitter, 954 cavity foil, standard, PVDF, 3/8” FPT, 1/8” FPT | S003953170 | D09530002VXCVE0 | 3180
1/4” Emitter, 953 dome foil, escutcheon, stainless, 3/4” FPT, 1/4” FPT | S002953X2E | D09530002VXEEDF
3/8” Emitter, 953 dome foil, escutcheon, stainless, 3/4” FPT, 1/4” FPT | S003953032 | D09530003VXE0DF | 1419.5
3/8” Emitter, 953 dome foil, standard, stainless, 3/4” FPT, 1/4” FPT | S003953X02 | D09530003VXESFF | 1345
3/8” Emitter, 954 cavity foil, escutcheon, stainless, 3/4” FPT, 1/4” FPT | S003953031 | D09530003VXE0CF | 1419.5
3/8” Emitter, 954 cavity foil, standard, stainless, 3/4” FPT, 1/4” FPT | S003953001 | D09540003VXE0CF | 1345
1/2” Emitter, 953 dome foil, standard, brass, 3/4” MPT, 1/4” FPT | S006953400 | D09530006VXE0B0 | 1345
1/2” Emitter, 953 dome foil, standard, PVDF, 3/4” MPT, 1/4” FPT | S006953406 | D09530006VXE0N0 | 2497.5
1/2” Emitter, 953 dome foil, escutcheon, stainless, 3/4” FPT, 1/4” FPT | S004953511 | D09530004VXE0D4 | 1419.5
1/2” Emitter, 953 dome foil, standard, stainless, 3/4” FPT, 1/4” FPT | S000953510 | D09530004VXEXDF | 1873.5
5/8” Emitter, 954 cavity foil, standard, PVDF, 3/4” FPT, 1/4" FPT | S006953503 | D09530005VXCVE0 | 3181
5/8” Emitter, 954 cavity foil, escutcheon, stainless, 3/4” FPT, 1/4” FPT | S006953512 | D09530005VXE0CF | 1419.5
5/8” Emitter, 954 cavity foil, standard, stainless, 3/4” FPT, 1/4” FPT | S005953006 | D09540005VXESDF | 1345
1” Emitter, 953/954 dome foil, standard, stainless, 1” FPT, 1/8” FPT | S010953501 | D09530010VXESDF
1” Emitter, 953/954 dome foil, escutcheon, stainless, 1” FPT, 1/8” FPT | S010953511 | D09530010VXE0DF | 2467.5
Water Flow Cartridge Kit, .13 GPM, Brass, 3/4” NPT | K000953013 | D09530006VXWCB3 | 1395.5
Water Flow Cartridge Kit, .13 GPM, Stainless, 3/4” NPT | K000953X13 | D09530006VXWCX3 | 1658
Water Flow Cartridge Kit, .26 GPM, Brass, 3/4” NPT | K000953026 | D09530006VXWCB4 | 1395.5
Water Flow Cartridge Kit, .26 GPM, Stainless, 3/4” NPT | K000953X26 | D09530006VXWCX4 | 1658
Water Flow Cartridge Kit, .53 GPM, Brass, 3/4” NPT | K000953053 | D09530006VXWCB5 | 1395.5
Water Flow Cartridge Kit, .53 GPM, Stainless, 3/4” NPT | K000953X53 | D09530006VXWCX5 | 1658
Water Flow Cartridge Kit, .79 GPM, Brass, 3/4” NPT | K000953079 | D09530006VXWCB7 | 1395.5
Water Flow Cartridge Kit, .79 GPM, Stainless, 3/4” NPT | K000953X79 | D09530006VXWCX7 | 1658
Water Flow Cartridge Kit, 1.06 GPM, Brass, 3/4” NPT | K000953106 | D09530006VXWCB6 | 1395.5
Water Flow Cartridge Kit, 1.06 GPM, Stainless, 3/4” NPT | K000953X06 | D09530006VXWCX6 | 1658
Water Flow Cartridge Kit, 1.59 GPM, Brass, 3/4” NPT | K000953153 | K09530006VXWCB9 | 1395.5
Water Flow Cartridge Kit, 1.59 GPM, Stainless, 3/4” NPT | K00095315X | K09530006VXWCX9 | 1658
Water Flow Cartridge Kit, 2.11 GPM, Brass, 3/4” NPT | K000953211 | K09530006VXWCB1 | 1395.5
Water Flow Cartridge Kit, 2.11 GPM, Stainless, 3/4” NPT | K000953X11 | K09530006VXWCX1 | 1658
Water Flow Cartridge Kit, 4.23 GPM, Brass, 3/4” NPT | K000953423 | K09530006VXWCB3 | 1395.5
Water Flow Cartridge Kit, 4.23 GPM, Stainless, 3/4” NPT | K000953X23 | K09530006VXWCX3 | 1658
1/4" MNPT x 7/16-20 Male JIC Straight adapter, brass | PAY7000C01 | D09550002VXMFBA | 26
7/16-20 Female JIC x 31” PTFE lined braided stainless hose, 1/4” ID | P310955228 | D09550310VXJICX | 423
7/16-20 Female JIC x 36” PTFE lined braided stainless hose, 1/4” ID | P360955228 | D09550360VXJICX | 636
7/16-20 Female JIC x 48” PTFE lined braided stainless hose, 1/4” ID | P480955228 | D09550480VXJICX | 739.5
1/4" MNPT x 7/16-20 Male JIC 90 degree adapter, brass | PAY0955001 | D09550000VXBSEN | 10.5
1/4" NPT x 3/8" OD compression, 90 degree adapter, brass | SY45953001 | D09530002TEVXE9 | 26
1/4" NPT x 3/8" OD compression, straight adapter, brass | SY45953002 | D09530002TEVXAB | 20
1” 951 Combination Panel, Dry Contact, Ball Valve | S010951DRY | D09510010VX3DC1 | 48792
1” 951 Combination Panel, Active Release, Ball Valve | S010951ACT | D09510010VX3ARC | 49000
1.5” 951 Combination Panel, Dry Contact, Ball Valve | S014951DRY | D09510014VX3DCC | 51355.5
1.5” 951 Combination Panel, Active Release, Ball Valve | S014951ACT | D09510014VX3ARC | 51362
1” 951 Fluid Panel, Dry Contact | S010951F00 | D09510010VX3DC2 | 34337.5
1” 951 Fluid Panel, Active Release | S010951FA0 | D09510010VX3ARF | 36810
1.5” 951 Fluid Panel, Dry Contact | S014951F00 | D09510014VX3DCF | 36700
1.5” 951 Fluid Panel, Active Release | S014951FA0 | D09510014VX3ARF | 37903
1.5” 951 Zone Panel, Dry Contact, Ball Valve | S01495110A | D09510014VX3DCZ | 25812
2” 951 Zone Panel, Dry Contact, Ball Valve | S02095110A | D09510020VX3DCZ | 29700.5
Pressure Transducer, Standard, 0-100 psi | P000951134 | D09510000VXPT0D | 2077.5 | P000951140
Pressure Transducer Spec. App, Explosion Proof | P000951TRM | D09510000VXTRVP | 4898
FM Approved for Data Processing Rooms (Engineered) | Z519889LBL | ZL1988900000000 | 62.5
FM Approved for Turbine and Machine Spaces | Z519890LBL | ZL1989000000000 | 62.5
FM Approved for Wet Benches | Z519891LBL | ZL1989100000000 | 62.5
Performance Based Designs | Z519892LBL | ZL1989200000000 | 62.5
Fluid to Zone Piping Relief Valve .85 Orifice 11/2” | S010951RLV | D09510014VXR000 | 6953.5
Fluid to Zone Piping Relief Valve 1.39 Orifice 2” | S020951RLV | D09510020VXRV00 | 7166
Victaulic Vortex Nitrogen Cylinder, 80L, w/Valve, Filled | S000950A01 | D09500000VXS000 | 6493
Victaulic Vortex Nitrogen Cylinder, 49L, w/Valve, Filled | S000950A02 | D09500000VXSC0A | 2607
80L Cylinder Primary Pilot Kit | S0009500PP | D09500000VXPPK0 | 7215.5
80L Cylinder Secondary Kit, With Gauge | S0009500SP | D09500000VX00SP | 1708.5
80L Cylinder Secondary Pilot Kit, With Gauge and Pressure Switch | S000950PSP | D09500000VXSPPG | 2659.5
49L CYLINDER PRIMARY PILOT KIT | S4909500PP | D095000000VX4P0 | 3360
49L CYLINDER SECONDARY KIT WITH GAUGE | S4909500SP | D095000049VX4S0 | 813.5
1/4” Pilot Hose, 700 MM, for joining rows in double stacked racks | S000950P70 | D09500004VXSPH0 | 169
1/4” Pilot Hose, 500 MM, for joining adjacent racks | S000950P50 | D09500002VXPH00 | 143.5
Vortex Single Cylinder Refill Adapter, CGA-580 Inlet | S002950000 | D09500000VXT0A5 | 855
Vortex Single Cylinder Refill Adapter, CGA-677 Inlet | S002950401 | D0950000VXTA00A | 855
In Place Bulk Cylinder Refill Kit, 1” NPT Inlet | S000950015 | D09500000VX0MFA | 7292
1 to 4 Cylinder Manifold, (2x2), includes 1 high pressure plug | S00M950PP4 | D09500000VXSM42 | 2163.5
5 to 8 Cylinder Manifold, (4x2), includes 1 high pressure plug | S00M950PP8 | D09500000VXSM84 | 3209.5
9 to 12 Cylinder Manifold, (6x2), includes 1 high pressure plug | S00M95PP12 | D09500000VXSM16 | 3681.5
1” Manifold Isolation Ball Valve Assembly Kit | S000950010 | D09500010VX0MIB | 3838
1.5” Manifold Isolation Ball Valve Assembly Kit | S014950121 | D09500014VXKMIB | 4726.5
1/2" Low Pressure Nitrogen Pressure Switch, Adjustable 10-100 psi | S000760044 | D07600000EASPSD | 545
Cylinder Storage Rack, 80L, Structural, Red Painted (1 to 4 cylinders, 2 x 2) | K800950004 | D09500000VX8WM2 | 6067.5
Cylinder Storage Rack, 80L, Structural, Red Painted (5 to 8 cylinders, 4 x 2) | K800950008 | D09500000VX8WM4 | 8435
Cylinder Storage Rack, 80L, Structural, Red Painted (9 to 12 cylinders, 6 x 2) | K800950012 | D09500000VX8WM1 | 10322
Water Tank Regulator w/ 1/2” x 36” Hose | P000950065 | D09500002VX00RM | 2361.5
High-Capacity Water Tank Regulator w/ 1/2" x 36" Hose | S000950HCW | D09500004VXHAWT | 5829.5
Water Tank Regulator Tamper Resistant Kit | K000950WTR | K09500000VXWTRR | 350
10 Gallon Water Tank, Red, w/ Trim, ASME and FM approved | S100950140 | D09500010VXWTW0 | 13021.5
10 Gallon Water Tank, Red, w/ Trim, ASME, FM and CE approved | S10095014C | D09500010VXWTRC | 19369
30 Gallon Water Tank, Red, w/ Trim, ASME and FM approved | S300950140 | D09500030VXWTW0 | 14843
30 Gallon Water Tank, Red, w/ Trim, ASME, CE and FM approved | S300950141 | D09500030VXWTWC | 71369
60 Gallon Water Tank, Red, w/ Trim, ASME and FM approved | S600950140 | D09500060VXWTW0 | 18139.5
80 Gallon Water Tank, Red, w/ Trim, ASME and FM approved | S800950140 | D09500080VXWTW0 | 21676.5
120 Gallon Water Tank, Red, w/ Trim, ASME and FM approved | S120950140 | D09501200VXWTW0 | 24607
200 Gallon Water Tank, Red, w/ Trim, ASME and FM approved | S200950140 | D09502000VXWTW0 | 27122
400 Gallon Water Tank, Red, w/ Trim, ASME and FM approved | S400950140 | D09504000VXWTW0 | 36203
D/950 WATER TANK ASY UPDATED DESIGN 100L SS316L CE | D09500000VXWTXA | D09500000VXWTX1 | 31661
D/950 WATER TANK ASY 150L SS316L CE | D09500000VXWTXA | D09500000VXWTXS | 37215
D/950 WATER TANK ASY 300L SS316L CE | D09500000VXWTXA | D09500000VXWTX3 | 45876
D/950 WATER TANK ASY 500L SS316L CE | S000950X50 | D09500000VXWTX5 | 37506
D/950 WATER TANK ASY 750L SS316L CE | D09500000VXWTXA | D09500000VXWTX7 | 54413
D/950 WATER TANK ASY 1000L SS316L CE | D09500000VXWTXA | D09500000VXWTXA | 59433
Series 728 FireLock™ Ball Valve – 1” Threaded | V010728CT0 | V07280010DP3B00 | 675
1/2" Normally Closed Supervised Drain Valve, 24 VDC | S004N69106 | V769N0004SE0200 | 2116
1/2 MNPT x 36” Stainless Steel Hose for Water Tank Regulator | P004950010 | P09500004ZZ0WTR | 982.5
Emitter Cap, 1/4-1/2”,Standard Style Emitter, orange | P002953260 | D09530002VXC0OP | 36.5
Emitter Cap, Escutcheon Style Emitter, orange | P006953522 | D09530002VXE0BP | 36.5
Emitter Cap, 5/8” Standard Style Emitter, orange | P006953560 | D09530000VXC0OP | 36.5
O-ring Kit, primary/ secondary | K000950KIT | K09500000VXPK00 | 208.5
Discharge Hose, 49L/50L, rt angle, 22.25” OAL | P000955B29 | D09550004VX40DH | 594.5
Discharge Hose, DOT 80L, rt angle, 13.5” OAL | P000955A29 | D09550080VX8DH0 | 545.5
Discharge Hose Check Valve | S000950BA1 | D09500006VXSICV | 357
1/4” Pilot Hose, 300 mm, for adjacent cylinders | S000950P32 | D09500002VXSSP0 | 121.5
1/4” Pilot Hose, 450 mm, right angle, for primary | S000950B08 | D09500006VXSPH9 | 181.5
Pilot Line Tee Nipple, 1/4” BSPP | S000950BA2 | D09500002VXSICV | 100
Bleed Valve, 1/4” End of Pilot Line, with Crush Washer | S000950BA4 | D095000002VXSBV | 475
Copper Crush Washer for Bleed Valve | P000950018 | P0950000000CW00 | 23
Copper Crush Washer For Vortex Primary/Secondary Gauge | P000950001 | K09500000VXRCCW | 12.5
Primary Solenoid Release Assembly | S000950B22 | D0950000VXPMO0A | 6105
Snubber Assembly, with Crush Washer | P000955035 | D09500002VXSWCS | 285.5
Copper Crush Washer for Snubber Assembly | P000950034 | D09500000VXSWCS | 29.5
Secondary Gauge Assembly | S000950B03 | D09500000VXSSAG | 826.5
Secondary Gauge Assembly, w/ pressure switch | P000951135 | D09500000VXPIAG | 1768.5
Replacement Fuse for PCB Board, 4AMP | P000951RFP | D09510000VXRF40 | 7.5
12V 12 Ah Replacement Battery for Power Supply (2 required) | P000950017 | D09500000VXB122 | 618.5
Replacement Pal Nut for Primary Solenoid Release Assembly | P000950PAL | P09500000RPPPAL | 7.5
Cylinder Restraint Kits (1 to 4 cylinders ) | K010950055 | K09500010VXCRST | 953.5
Cylinder Restraint Kits (5 to 8 cylinders) | K050950055 | K09500050VXCRST | 1791.5
Cylinder Restraint Kits (9 to 12 cylinders) | K090950055 | K09500090VXCRST | 2554.5
Inside Zone Alarm Vacating Placard | Z000950011 | ZL0552200000000 | 115.5
Zone External Low Oxygen Condition Placard | Z000950012 | ZL0552300000000 | 115.5
Inside Zone Warning Label, Vortex Systems | Z111278LBL | ZL1127800000000 | 115.5
Outside Zone Warning Label, Vortex Systems | Z111277LBL | ZL1127700000000 | 62.5
Manual Pull Station Placard | Z000950004 | ZL0497600000000 | 62.5
Rack Placard | Z000950030 | ZL0663600000000 | 167
Victaulic Vortex System Information Label | Z519277LBL | ZL1927700000000 | 62.5
Victaulic Vortex 500 System Information Label | Z517131LBL | ZL1713100000000 | 62.5
115VAC Battery Backup Power Supply w/ (2) 12 Ah batteries | S000950027 | D09500000VX0BDC | 6132.5
220VAC Battery Backup Power Supply w/ (2) 12 Ah batteries | S000950220 | D09500220VX0BDC | 6132.5
FM Approved for Data Processing Rooms (Pre-Engineered) | Z521073LBL | ZL2107300000000 | 62.5
VORTEX PRE ENGINEERED ONE CYLINDER | S800950001 | D09500020VXCY00 | 30712
VORTEX PRE ENGINEERED TWO CYLINDER | S800950002 | D09500020VXCY00 | 30702.5
VORTEX PRE ENGINEERED THREE CYLINDER | S800950003 | D09500030VXCY00 | 30741
VORTEX PRE ENGINEERED FOUR CYLINDER | S800950004 | D09500040VXCY00 | 30731.5
VORTEX PRE ENGINEERED FIVE CYLINDER | S800950005 | D09500050VXCY00 | 31998.5
VORTEX PRE ENGINEERED SIX CYLINDER | S800950006 | D09500060VXCY00 | 31989
VORTEX PRE ENGINEERED SEVEN CYLINDER | S800950007 | D09500070VXCY00 | 31979
VORTEX PRE ENGINEERED EIGHT CYLINDER | S800950008 | D09500080VXCY00 | 31969.5
VICTAULIC VORTEX NITROGEN CYL - 80L W/VALVE UNPRESSURIZED | S000950E01 | D09500000VX8CE0 | 5593
I-VORTEX/PE.DIOM | Z000VTXPES | ZM2036200000000 | 1.5
I-VORTEX.IOM | Z000VTX00M | ZM2014700000000 | 1.5
40" Length IGS Flexible Hose | A480AQBH2V | AGH1C0480ZZBIFV | 214
Plug for Manifold | P006000Z07 | P00000006NPTV00 | 21.5

## 9.9.2025 Configurator
1/8” Emitter, 954 cavity foil, standard, PVDF, 3/8” FPT, 1/8” FPT | S003953105 | D09530000VXE0NM | 3181
1/8” Emitter, 953 dome foil, standard, stainless, 3/8” FPT, 1/8” FPT | S00195310X | D09530000VXE0TX | 3061.5
1/4” Emitter, 953 dome foil, standard, stainless, 3/4” MPT, 1/4” FPT | S002953X02 | D09530002VXEXDF | 3550
1/4” Emitter, 954 cavity foil, standard, PVDF, 3/8” FPT, 1/8” FPT | S003953170 | D09530002VXCVE0 | 3180
3/8” Emitter, 953 dome foil, escutcheon, stainless, 3/4” FPT, 1/4” FPT | S003953032 | D09530003VXE0DF | 1419.5
3/8” Emitter, 953 dome foil, standard, stainless, 3/4” FPT, 1/4” FPT | S003953034 | D09530003VXESDF | 1345
3/8” Emitter, 954 cavity foil, escutcheon, stainless, 3/4” FPT, 1/4” FPT | S003953031 | D09530003VXE0CF | 1419.5
3/8” Emitter, 954 cavity foil, standard, stainless, 3/4” FPT, 1/4” FPT | S003953033 | D09530003VXESCF | 1345
1/2” Emitter, 953 dome foil, standard, brass, 3/4” MPT, 1/4” FPT | S006953400 | D09530006VXE0B0 | 1345
1/2” Emitter, 953 dome foil, standard, PVDF, 3/4” MPT, 1/4” FPT | S006953406 | D09530006VXE0N0 | 2497.5
1/2” Emitter, 953 dome foil, escutcheon, stainless, 3/4” FPT, 1/4” FPT | S004953511 | D09530004VXE0D4 | 1419.5
1/2” Emitter, 953 dome foil, standard, stainless, 3/4” FPT, 1/4” FPT | S004953513 | D09530004VXESDF | 1873.5
5/8” Emitter, 954 cavity foil, standard, PVDF, 3/4” FPT, 1/4" FPT | S006953503 | D09530005VXCVE0 | 3181
5/8” Emitter, 954 cavity foil, escutcheon, stainless, 3/4” FPT, 1/4” FPT | S006953512 | D09530005VXE0CF | 1419.5
1” Emitter, 953/954 dome foil, escutcheon, stainless, 1” FPT, 1/8” FPT | S010953511 | D09530010VXE0DF | 2467.5
Water Flow Cartridge Kit, .13 GPM, Brass, 3/4” NPT | K000953013 | D09530006VXWCB3 | 1395.5
Water Flow Cartridge Kit, .13 GPM, Stainless, 3/4” NPT | K000953X13 | D09530006VXWCX3 | 1658
Water Flow Cartridge Kit, .26 GPM, Brass, 3/4” NPT | K000953026 | D09530006VXWCB4 | 1395.5
Water Flow Cartridge Kit, .26 GPM, Stainless, 3/4” NPT | K000953X26 | D09530006VXWCX4 | 1658
Water Flow Cartridge Kit, .53 GPM, Brass, 3/4” NPT | K000953053 | D09530006VXWCB5 | 1395.5
Water Flow Cartridge Kit, .53 GPM, Stainless, 3/4” NPT | K000953X53 | D09530006VXWCX5 | 1658
Water Flow Cartridge Kit, .79 GPM, Brass, 3/4” NPT | K000953079 | D09530006VXWCB7 | 1395.5
Water Flow Cartridge Kit, .79 GPM, Stainless, 3/4” NPT | K000953X79 | D09530006VXWCX7 | 1658
Water Flow Cartridge Kit, 1.06 GPM, Brass, 3/4” NPT | K000953106 | D09530006VXWCB6 | 1395.5
Water Flow Cartridge Kit, 1.06 GPM, Stainless, 3/4” NPT | K000953X06 | D09530006VXWCX6 | 1658
Water Flow Cartridge Kit, 1.59 GPM, Brass, 3/4” NPT | K000953153 | K09530006VXWCB9 | 1395.5
Water Flow Cartridge Kit, 1.59 GPM, Stainless, 3/4” NPT | K00095315X | K09530006VXWCX9 | 1658
Water Flow Cartridge Kit, 2.11 GPM, Brass, 3/4” NPT | K000953211 | K09530006VXWCB1 | 1395.5
Water Flow Cartridge Kit, 2.11 GPM, Stainless, 3/4” NPT | K000953X11 | K09530006VXWCX1 | 1658
Water Flow Cartridge Kit, 4.23 GPM, Brass, 3/4” NPT | K000953423 | K09530006VXWCB3 | 1395.5
Water Flow Cartridge Kit, 4.23 GPM, Stainless, 3/4” NPT | K000953X23 | K09530006VXWCX3 | 1658
1/4" MNPT x 7/16-20 Male JIC Straight adapter, brass | PAY7000C01 | D09550002VXMFBA | 26
7/16-20 Female JIC x 31” PTFE lined braided stainless hose, 1/4” ID | P310955228 | D09550310VXJICX | 423
7/16-20 Female JIC x 36” PTFE lined braided stainless hose, 1/4” ID | P360955228 | D09550360VXJICX | 636
7/16-20 Female JIC x 48” PTFE lined braided stainless hose, 1/4” ID | P480955228 | D09550480VXJICX | 739.5
1/4" MNPT x 7/16-20 Male JIC 90 degree adapter, brass | PAY0955001 | D09550000VXBSEN | 10.5
1/4" NPT x 3/8" OD compression, 90 degree adapter, brass | SY45953001 | D09530002TEVXE9 | 26
1/4" NPT x 3/8" OD compression, straight adapter, brass | SY45953002 | D09530002TEVXAB | 20
1” 951 Combination Panel, Dry Contact, Ball Valve | S010951DRY | D09510010VX3DC1 | 48792
1” 951 Combination Panel, Active Release, Ball Valve | S010951ACT | D09510010VX3ARC | 49000
1.5” 951 Combination Panel, Dry Contact, Ball Valve | S014951DRY | D09510014VX3DCC | 51355.5
1.5” 951 Combination Panel, Active Release, Ball Valve | S014951ACT | D09510014VX3ARC | 51362
1” 951 Fluid Panel, Dry Contact | S010951F00 | D09510010VX3DC2 | 34337.5
1” 951 Fluid Panel, Active Release | S010951FA0 | D09510010VX3ARF | 36810
1.5” 951 Fluid Panel, Dry Contact | S014951F00 | D09510014VX3DCF | 36700
1.5” 951 Fluid Panel, Active Release | S014951FA0 | D09510014VX3ARF | 37903
1.5” 951 Zone Panel, Dry Contact, Ball Valve | S01495110A | D09510014VX3DCZ | 25812
2” 951 Zone Panel, Dry Contact, Ball Valve | S02095110A | D09510020VX3DCZ | 29700.5
Pressure Transducer, Standard, 0-100 psi | P000951134 | D09510000VXPT0D | 2077.5
Pressure Transducer Spec. App, Explosion Proof | P000951TRM | D09510000VXTRVP | 4898
FM Approved for Data Processing Rooms (Engineered) | Z519889LBL | ZL1988900000000 | 62.5
FM Approved for Turbine and Machine Spaces | Z519890LBL | ZL1989000000000 | 62.5
FM Approved for Wet Benches | Z519891LBL | ZL1989100000000 | 62.5
Performance Based Designs | Z519892LBL | ZL1989200000000 | 62.5
Fluid to Zone Piping Relief Valve .85 Orifice 11/2” | S010951RLV | D09510014VXR000 | 6953.5
Fluid to Zone Piping Relief Valve 1.39 Orifice 2” | S020951RLV | D09510020VXRV00 | 7166
Victaulic Vortex Nitrogen Cylinder, 80L, w/Valve, Filled | S000950A01 | D09500000VXS000 | 6493
Victaulic Vortex Nitrogen Cylinder, 49L, w/Valve, Filled | S000950A02 | D09500000VXSC0A | 2607
80L Cylinder Primary Pilot Kit | S0009500PP | D09500000VXPPK0 | 7215.5
80L Cylinder Secondary Kit, With Gauge | S0009500SP | D09500000VX00SP | 1708.5
80L Cylinder Secondary Pilot Kit, With Gauge and Pressure Switch | S000950PSP | D09500000VXSPPG | 2659.5
49L CYLINDER PRIMARY PILOT KIT | S4909500PP | D095000000VX4P0 | 3360
49L CYLINDER SECONDARY KIT WITH GAUGE | S4909500SP | D095000049VX4S0 | 813.5
1/4” Pilot Hose, 700 MM, for joining rows in double stacked racks | S000950P70 | D09500004VXSPH0 | 169
1/4” Pilot Hose, 500 MM, for joining adjacent racks | S000950P50 | D09500002VXPH00 | 143.5
Vortex Single Cylinder Refill Adapter, CGA-580 Inlet | S002950000 | D09500000VXT0A5 | 855
Vortex Single Cylinder Refill Adapter, CGA-677 Inlet | S002950401 | D0950000VXTA00A | 855
In Place Bulk Cylinder Refill Kit, 1” NPT Inlet | S000950015 | D09500000VX0MFA | 7292
1 to 4 Cylinder Manifold, (2x2), includes 1 high pressure plug | S00M950PP4 | D09500000VXSM42 | 2163.5
5 to 8 Cylinder Manifold, (4x2), includes 1 high pressure plug | S00M950PP8 | D09500000VXSM84 | 3209.5
9 to 12 Cylinder Manifold, (6x2), includes 1 high pressure plug | S00M95PP12 | D09500000VXSM16 | 3681.5
1” Manifold Isolation Ball Valve Assembly Kit | S000950010 | D09500010VX0MIB | 3838
1.5” Manifold Isolation Ball Valve Assembly Kit | S014950121 | D09500014VXKMIB | 4726.5
1/2" Low Pressure Nitrogen Pressure Switch, Adjustable 10-100 psi | S000760044 | D07600000EASPSD | 545
Cylinder Storage Rack, 80L, Structural, Red Painted (1 to 4 cylinders, 2 x 2) | K800950004 | D09500000VX8WM2 | 6067.5
Cylinder Storage Rack, 80L, Structural, Red Painted (5 to 8 cylinders, 4 x 2) | K800950008 | D09500000VX8WM4 | 8435
Cylinder Storage Rack, 80L, Structural, Red Painted (9 to 12 cylinders, 6 x 2) | K800950012 | D09500000VX8WM1 | 10322
Water Tank Regulator w/ 1/2” x 36” Hose | P000950065 | D09500002VX00RM | 2361.5
High-Capacity Water Tank Regulator w/ 1/2" x 36" Hose | S000950HCW | D09500004VXHAWT | 5829.5
Water Tank Regulator Tamper Resistant Kit | K000950WTR | K09500000VXWTRR | 350
10 Gallon Water Tank, Red, w/ Trim, ASME and FM approved | S100950140 | D09500010VXWTW0 | 13021.5
30 Gallon Water Tank, Red, w/ Trim, ASME and FM approved | S300950140 | D09500030VXWTW0 | 14843
30 Gallon Water Tank, Red, w/ Trim, ASME, CE and FM approved | S300950141 | D09500030VXWTWC | 71369
60 Gallon Water Tank, Red, w/ Trim, ASME and FM approved | S600950140 | D09500060VXWTW0 | 18139.5
80 Gallon Water Tank, Red, w/ Trim, ASME and FM approved | S800950140 | D09500080VXWTW0 | 21676.5
120 Gallon Water Tank, Red, w/ Trim, ASME and FM approved | S120950140 | D09501200VXWTW0 | 24607
200 Gallon Water Tank, Red, w/ Trim, ASME and FM approved | S200950140 | D09502000VXWTW0 | 27122
400 Gallon Water Tank, Red, w/ Trim, ASME and FM approved | S400950140 | D09504000VXWTW0 | 36203
Series 728 FireLock™ Ball Valve – 1” Threaded | V010728CT0 | V07280010DP3B00 | 675
1/2" Normally Closed Supervised Drain Valve, 24 VDC | S004N69106 | V769N0004SE0200 | 2116
1/2 MNPT x 36” Stainless Steel Hose for Water Tank Regulator | P004950010 | P09500004ZZ0WTR | 982.5
Emitter Cap, 1/4-1/2”,Standard Style Emitter, orange | P002953260 | D09530002VXC0OP | 36.5
Emitter Cap, Escutcheon Style Emitter, orange | P006953522 | D09530002VXE0BP | 36.5
Emitter Cap, 5/8” Standard Style Emitter, orange | P006953560 | D09530000VXC0OP | 36.5
O-ring Kit, primary/ secondary | K000950KIT | K09500000VXPK00 | 208.5
Discharge Hose, 49L/50L, rt angle, 22.25” OAL | P000955B29 | D09550004VX40DH | 594.5
Discharge Hose, DOT 80L, rt angle, 13.5” OAL | P000955A29 | D09550080VX8DH0 | 545.5
Discharge Hose Check Valve | S000950BA1 | D09500006VXSICV | 357
1/4” Pilot Hose, 300 mm, for adjacent cylinders | S000950P32 | D09500002VXSSP0 | 121.5
1/4” Pilot Hose, 450 mm, right angle, for primary | S000950B08 | D09500006VXSPH9 | 181.5
Pilot Line Tee Nipple, 1/4” BSPP | S000950BA2 | D09500002VXSICV | 100
Bleed Valve, 1/4” End of Pilot Line, with Crush Washer | S000950BA4 | D095000002VXSBV | 475
Copper Crush Washer for Bleed Valve | P000950018 | P0950000000CW00 | 23
Copper Crush Washer For Vortex Primary/Secondary Gauge | P000950001 | K09500000VXRCCW | 12.5
Primary Solenoid Release Assembly | S000950B22 | D0950000VXPMO0A | 6105
Snubber Assembly, with Crush Washer | P000955035 | D09500002VXSWCS | 285.5
Copper Crush Washer for Snubber Assembly | P000950034 | D09500000VXSWCS | 29.5
Secondary Gauge Assembly | S000950B03 | D09500000VXSSAG | 826.5
Secondary Gauge Assembly, w/ pressure switch | P000951135 | D09500000VXPIAG | 1768.5
Replacement Fuse for PCB Board, 4AMP | P000951RFP | D09510000VXRF40 | 7.5
12V 12 Ah Replacement Battery for Power Supply (2 required) | P000950017 | D09500000VXB122 | 618.5
Replacement Pal Nut for Primary Solenoid Release Assembly | P000950PAL | P09500000RPPPAL | 7.5
Cylinder Restraint Kits (1 to 4 cylinders ) | K010950055 | K09500010VXCRST | 953.5
Cylinder Restraint Kits (5 to 8 cylinders) | K050950055 | K09500050VXCRST | 1791.5
Cylinder Restraint Kits (9 to 12 cylinders) | K090950055 | K09500090VXCRST | 2554.5
Inside Zone Alarm Vacating Placard | Z000950011 | ZL0552200000000 | 115.5
Zone External Low Oxygen Condition Placard | Z000950012 | ZL0552300000000 | 115.5
Inside Zone Warning Label, Vortex Systems | Z111278LBL | ZL1127800000000 | 115.5
Outside Zone Warning Label, Vortex Systems | Z111277LBL | ZL1127700000000 | 62.5
Manual Pull Station Placard | Z000950004 | ZL0497600000000 | 62.5
Rack Placard | Z000950030 | ZL0663600000000 | 167
Victaulic Vortex System Information Label | Z519277LBL | ZL1927700000000 | 62.5
Victaulic Vortex 500 System Information Label | Z517131LBL | ZL1713100000000 | 62.5
115VAC Battery Backup Power Supply w/ (2) 12 Ah batteries | S000950027 | D09500000VX0BDC | 6132.5
220VAC Battery Backup Power Supply w/ (2) 12 Ah batteries | S000950220 | D09500220VX0BDC | 6132.5
FM Approved for Data Processing Rooms (Pre-Engineered) | Z521073LBL | ZL2107300000000 | 62.5
VORTEX PRE ENGINEERED ONE CYLINDER | S800950001 | D09500020VXCY00 | 30712
VORTEX PRE ENGINEERED TWO CYLINDER | S800950002 | D09500020VXCY00 | 30702.5
VORTEX PRE ENGINEERED THREE CYLINDER | S800950003 | D09500030VXCY00 | 30741
VORTEX PRE ENGINEERED FOUR CYLINDER | S800950004 | D09500040VXCY00 | 30731.5
VORTEX PRE ENGINEERED FIVE CYLINDER | S800950005 | D09500050VXCY00 | 31998.5
VORTEX PRE ENGINEERED SIX CYLINDER | S800950006 | D09500060VXCY00 | 31989
VORTEX PRE ENGINEERED SEVEN CYLINDER | S800950007 | D09500070VXCY00 | 31979
VORTEX PRE ENGINEERED EIGHT CYLINDER | S800950008 | D09500080VXCY00 | 31969.5
VICTAULIC VORTEX NITROGEN CYL - 80L W/VALVE UNPRESSURIZED | S000950E01 | D09500000VX8CE0 | 5593
I-VORTEX/PE.DIOM | Z000VTXPES | ZM2036200000000 | 1.5
I-VORTEX.IOM | Z000VTX00M | ZM2014700000000 | 1.5
40" Length IGS Flexible Hose | A480AQBH2V | AGH1C0480ZZBIFV | 214
Plug for Manifold | P006000Z07 | P00000006NPTV00 | 21.5
D/950 WATER TANK ASY UPDATED DESIGN 100L SS316L CE | D09500000VXWTXA | D09500000VXWTX1 | 31661
D/950 WATER TANK ASY 150L SS316L CE | D09500000VXWTXA | D09500000VXWTXS | 37215
D/950 WATER TANK ASY 300L SS316L CE | D09500000VXWTXA | D09500000VXWTX3 | 45876
D/950 WATER TANK ASY 500L SS316L CE | S000950X50 | D09500000VXWTX5 | 37506
D/950 WATER TANK ASY 750L SS316L CE | D09500000VXWTXA | D09500000VXWTX7 | 54413
D/950 WATER TANK ASY 1000L SS316L CE | D09500000VXWTXA | D09500000VXWTXA | 59433
10 Gallon Water Tank, Red, w/ Trim, ASME, FM and CE approved | S10095014C | D09500010VXWTRC | 19369

## 8.19.2025 Configurator
1/8” Emitter, 954 cavity foil, standard, PVDF, 3/8” FPT, 1/8” FPT | S003953105 | D09530000VXE0NM | 3181
1/8” Emitter, 953 dome foil, standard, stainless, 3/8” FPT, 1/8” FPT | S00195310X | D09530000VXE0TX | 3061.5
1/4” Emitter, 953 dome foil, standard, stainless, 3/4” MPT, 1/4” FPT | S002953X02 | D09530002VXEXDF | 3550
1/4” Emitter, 954 cavity foil, standard, PVDF, 3/8” FPT, 1/8” FPT | S003953170 | D09530002VXCVE0 | 3180
3/8” Emitter, 953 dome foil, escutcheon, stainless, 3/4” FPT, 1/4” FPT | S003953032 | D09530003VXE0DF | 1419.5
3/8” Emitter, 953 dome foil, standard, stainless, 3/4” FPT, 1/4” FPT | S003953034 | D09530003VXESDF | 1345
3/8” Emitter, 954 cavity foil, escutcheon, stainless, 3/4” FPT, 1/4” FPT | S003953031 | D09530003VXE0CF | 1419.5
3/8” Emitter, 954 cavity foil, standard, stainless, 3/4” FPT, 1/4” FPT | S003953033 | D09530003VXESCF | 1345
1/2” Emitter, 953 dome foil, standard, brass, 3/4” MPT, 1/4” FPT | S006953400 | D09530006VXE0B0 | 1345
1/2” Emitter, 953 dome foil, standard, PVDF, 3/4” MPT, 1/4” FPT | S006953406 | D09530006VXE0N0 | 2497.5
1/2” Emitter, 953 dome foil, escutcheon, stainless, 3/4” FPT, 1/4” FPT | S004953511 | D09530004VXE0D4 | 1419.5
1/2” Emitter, 953 dome foil, standard, stainless, 3/4” FPT, 1/4” FPT | S004953513 | D09530004VXESDF | 1873.5
5/8” Emitter, 954 cavity foil, standard, PVDF, 3/4” FPT, 1/4" FPT | S006953503 | D09530005VXCVE0 | 3181
5/8” Emitter, 954 cavity foil, escutcheon, stainless, 3/4” FPT, 1/4” FPT | S006953512 | D09530005VXE0CF | 1419.5
1” Emitter, 953/954 dome foil, escutcheon, stainless, 1” FPT, 1/8” FPT | S010953511 | D09530010VXE0DF | 2467.5
Water Flow Cartridge Kit, .13 GPM, Brass, 3/4” NPT | K000953013 | D09530006VXWCB3 | 1395.5
Water Flow Cartridge Kit, .13 GPM, Stainless, 3/4” NPT | K000953X13 | D09530006VXWCX3 | 1658
Water Flow Cartridge Kit, .26 GPM, Brass, 3/4” NPT | K000953026 | D09530006VXWCB4 | 1395.5
Water Flow Cartridge Kit, .26 GPM, Stainless, 3/4” NPT | K000953X26 | D09530006VXWCX4 | 1658
Water Flow Cartridge Kit, .53 GPM, Brass, 3/4” NPT | K000953053 | D09530006VXWCB5 | 1395.5
Water Flow Cartridge Kit, .53 GPM, Stainless, 3/4” NPT | K000953X53 | D09530006VXWCX5 | 1658
Water Flow Cartridge Kit, .79 GPM, Brass, 3/4” NPT | K000953079 | D09530006VXWCB7 | 1395.5
Water Flow Cartridge Kit, .79 GPM, Stainless, 3/4” NPT | K000953X79 | D09530006VXWCX7 | 1658
Water Flow Cartridge Kit, 1.06 GPM, Brass, 3/4” NPT | K000953106 | D09530006VXWCB6 | 1395.5
Water Flow Cartridge Kit, 1.06 GPM, Stainless, 3/4” NPT | K000953X06 | D09530006VXWCX6 | 1658
Water Flow Cartridge Kit, 1.59 GPM, Brass, 3/4” NPT | K000953153 | K09530006VXWCB9 | 1395.5
Water Flow Cartridge Kit, 1.59 GPM, Stainless, 3/4” NPT | K00095315X | K09530006VXWCX9 | 1658
Water Flow Cartridge Kit, 2.11 GPM, Brass, 3/4” NPT | K000953211 | K09530006VXWCB1 | 1395.5
Water Flow Cartridge Kit, 2.11 GPM, Stainless, 3/4” NPT | K000953X11 | K09530006VXWCX1 | 1658
Water Flow Cartridge Kit, 4.23 GPM, Brass, 3/4” NPT | K000953423 | K09530006VXWCB3 | 1395.5
Water Flow Cartridge Kit, 4.23 GPM, Stainless, 3/4” NPT | K000953X23 | K09530006VXWCX3 | 1658
1/4" MNPT x 7/16-20 Male JIC Straight adapter, brass | PAY7000C01 | D09550002VXMFBA | 26
7/16-20 Female JIC x 31” PTFE lined braided stainless hose, 1/4” ID | P310955228 | D09550310VXJICX | 423
7/16-20 Female JIC x 36” PTFE lined braided stainless hose, 1/4” ID | P360955228 | D09550360VXJICX | 636
7/16-20 Female JIC x 48” PTFE lined braided stainless hose, 1/4” ID | P480955228 | D09550480VXJICX | 739.5
1/4" MNPT x 7/16-20 Male JIC 90 degree adapter, brass | PAY0955001 | D09550000VXBSEN | 10.5
1/4" NPT x 3/8" OD compression, 90 degree adapter, brass | SY45953001 | D09530002TEVXE9 | 26
1/4" NPT x 3/8" OD compression, straight adapter, brass | SY45953002 | D09530002TEVXAB | 20
1” 951 Combination Panel, Dry Contact, Ball Valve | S010951DRY | D09510010VX3DC1 | 48792
1” 951 Combination Panel, Active Release, Ball Valve | S010951ACT | D09510010VX3ARC | 49000
1.5” 951 Combination Panel, Dry Contact, Ball Valve | S014951DRY | D09510014VX3DCC | 51355.5
1.5” 951 Combination Panel, Active Release, Ball Valve | S014951ACT | D09510014VX3ARC | 51362
1” 951 Fluid Panel, Dry Contact | S010951F00 | D09510010VX3DC2 | 34337.5
1” 951 Fluid Panel, Active Release | S010951FA0 | D09510010VX3ARF | 36810
1.5” 951 Fluid Panel, Dry Contact | S014951F00 | D09510014VX3DCF | 36700
1.5” 951 Fluid Panel, Active Release | S014951FA0 | D09510014VX3ARF | 37903
1.5” 951 Zone Panel, Dry Contact, Ball Valve | S01495110A | D09510014VX3DCZ | 25812
2” 951 Zone Panel, Dry Contact, Ball Valve | S02095110A | D09510020VX3DCZ | 29700.5
Pressure Transducer, Standard, 0-100 psi | P000951134 | D09510000VXPT0D | 2077.5
Pressure Transducer Spec. App, Explosion Proof | P000951TRM | D09510000VXTRVP | 4898
FM Approved for Data Processing Rooms (Engineered) | Z519889LBL | ZL1988900000000 | 62.5
FM Approved for Turbine and Machine Spaces | Z519890LBL | ZL1989000000000 | 62.5
FM Approved for Wet Benches | Z519891LBL | ZL1989100000000 | 62.5
Performance Based Designs | Z519892LBL | ZL1989200000000 | 62.5
Fluid to Zone Piping Relief Valve .85 Orifice 11/2” | S010951RLV | D09510014VXR000 | 6953.5
Fluid to Zone Piping Relief Valve 1.39 Orifice 2” | S020951RLV | D09510020VXRV00 | 7166
Victaulic Vortex Nitrogen Cylinder, 80L, w/Valve, Filled | S000950A01 | D09500000VXS000 | 6493
Victaulic Vortex Nitrogen Cylinder, 49L, w/Valve, Filled | S000950A02 | D09500000VXSC0A | 2607
80L Cylinder Primary Pilot Kit | S0009500PP | D09500000VXPPK0 | 7215.5
80L Cylinder Secondary Kit, With Gauge | S0009500SP | D09500000VX00SP | 1708.5
80L Cylinder Secondary Pilot Kit, With Gauge and Pressure Switch | S000950PSP | D09500000VXSPPG | 2659.5
49L CYLINDER PRIMARY PILOT KIT | S4909500PP | D095000000VX4P0 | 3360
49L CYLINDER SECONDARY KIT WITH GAUGE | S4909500SP | D095000049VX4S0 | 813.5
1/4” Pilot Hose, 700 MM, for joining rows in double stacked racks | S000950P70 | D09500004VXSPH0 | 169
1/4” Pilot Hose, 500 MM, for joining adjacent racks | S000950P50 | D09500002VXPH00 | 143.5
Vortex Single Cylinder Refill Adapter, CGA-580 Inlet | S002950000 | D09500000VXT0A5 | 855
Vortex Single Cylinder Refill Adapter, CGA-677 Inlet | S002950401 | D0950000VXTA00A | 855
In Place Bulk Cylinder Refill Kit, 1” NPT Inlet | S000950015 | D09500000VX0MFA | 7292
1 to 4 Cylinder Manifold, (2x2), includes 1 high pressure plug | S00M950PP4 | D09500000VXSM42 | 2163.5
5 to 8 Cylinder Manifold, (4x2), includes 1 high pressure plug | S00M950PP8 | D09500000VXSM84 | 3209.5
9 to 12 Cylinder Manifold, (6x2), includes 1 high pressure plug | S00M95PP12 | D09500000VXSM16 | 3681.5
1” Manifold Isolation Ball Valve Assembly Kit | S000950010 | D09500010VX0MIB | 3838
1.5” Manifold Isolation Ball Valve Assembly Kit | S014950121 | D09500014VXKMIB | 4726.5
1/2" Low Pressure Nitrogen Pressure Switch, Adjustable 10-100 psi | S000760044 | D07600000EASPSD | 545
Cylinder Storage Rack, 80L, Structural, Red Painted (1 to 4 cylinders, 2 x 2) | K800950004 | D09500000VX8WM2 | 6067.5
Cylinder Storage Rack, 80L, Structural, Red Painted (5 to 8 cylinders, 4 x 2) | K800950008 | D09500000VX8WM4 | 8435
Cylinder Storage Rack, 80L, Structural, Red Painted (9 to 12 cylinders, 6 x 2) | K800950012 | D09500000VX8WM1 | 10322
Water Tank Regulator w/ 1/2” x 36” Hose | P000950065 | D09500002VX00RM | 2361.5
High-Capacity Water Tank Regulator w/ 1/2" x 36" Hose | S000950HCW | D09500004VXHAWT | 5829.5
Water Tank Regulator Tamper Resistant Kit | K000950WTR | K09500000VXWTRR | 350
10 Gallon Water Tank, Red, w/ Trim, ASME and FM approved | S100950140 | D09500010VXWTW0 | 13021.5
30 Gallon Water Tank, Red, w/ Trim, ASME and FM approved | S300950140 | D09500030VXWTW0 | 14843
30 Gallon Water Tank, Red, w/ Trim, ASME, CE and FM approved | S300950141 | D09500030VXWTWC | 71369
60 Gallon Water Tank, Red, w/ Trim, ASME and FM approved | S600950140 | D09500060VXWTW0 | 18139.5
80 Gallon Water Tank, Red, w/ Trim, ASME and FM approved | S800950140 | D09500080VXWTW0 | 21676.5
120 Gallon Water Tank, Red, w/ Trim, ASME and FM approved | S120950140 | D09501200VXWTW0 | 24607
200 Gallon Water Tank, Red, w/ Trim, ASME and FM approved | S200950140 | D09502000VXWTW0 | 27122
400 Gallon Water Tank, Red, w/ Trim, ASME and FM approved | S400950140 | D09504000VXWTW0 | 36203
Series 728 FireLock™ Ball Valve – 1” Threaded | V010728CT0 | V07280010DP3B00 | 675
1/2" Normally Closed Supervised Drain Valve, 24 VDC | S004N69106 | V769N0004SE0200 | 2116
1/2 MNPT x 36” Stainless Steel Hose for Water Tank Regulator | P004950010 | P09500004ZZ0WTR | 982.5
Emitter Cap, 1/4-1/2”,Standard Style Emitter, orange | P002953260 | D09530002VXC0OP | 36.5
Emitter Cap, Escutcheon Style Emitter, orange | P006953522 | D09530002VXE0BP | 36.5
Emitter Cap, 5/8” Standard Style Emitter, orange | P006953560 | D09530000VXC0OP | 36.5
O-ring Kit, primary/ secondary | K000950KIT | K09500000VXPK00 | 208.5
Discharge Hose, 49L/50L, rt angle, 22.25” OAL | P000955B29 | D09550004VX40DH | 594.5
Discharge Hose, DOT 80L, rt angle, 13.5” OAL | P000955A29 | D09550080VX8DH0 | 545.5
Discharge Hose Check Valve | S000950BA1 | D09500006VXSICV | 357
1/4” Pilot Hose, 300 mm, for adjacent cylinders | S000950P32 | D09500002VXSSP0 | 121.5
1/4” Pilot Hose, 450 mm, right angle, for primary | S000950B08 | D09500006VXSPH9 | 181.5
Pilot Line Tee Nipple, 1/4” BSPP | S000950BA2 | D09500002VXSICV | 100
Bleed Valve, 1/4” End of Pilot Line, with Crush Washer | S000950BA4 | D095000002VXSBV | 475
Copper Crush Washer for Bleed Valve | P000950018 | P0950000000CW00 | 23
Copper Crush Washer For Vortex Primary/Secondary Gauge | P000950001 | K09500000VXRCCW | 12.5
Primary Solenoid Release Assembly | S000950B22 | D0950000VXPMO0A | 6105
Snubber Assembly, with Crush Washer | P000955035 | D09500002VXSWCS | 285.5
Copper Crush Washer for Snubber Assembly | P000950034 | D09500000VXSWCS | 29.5
Secondary Gauge Assembly | S000950B03 | D09500000VXSSAG | 826.5
Secondary Gauge Assembly, w/ pressure switch | P000951135 | D09500000VXPIAG | 1768.5
Replacement Fuse for PCB Board, 4AMP | P000951RFP | D09510000VXRF40 | 7.5
12V 12 Ah Replacement Battery for Power Supply (2 required) | P000950017 | D09500000VXB122 | 618.5
Replacement Pal Nut for Primary Solenoid Release Assembly | P000950PAL | P09500000RPPPAL | 7.5
Cylinder Restraint Kits (1 to 4 cylinders ) | K010950055 | K09500010VXCRST | 953.5
Cylinder Restraint Kits (5 to 8 cylinders) | K050950055 | K09500050VXCRST | 1791.5
Cylinder Restraint Kits (9 to 12 cylinders) | K090950055 | K09500090VXCRST | 2554.5
Inside Zone Alarm Vacating Placard | Z000950011 | ZL0552200000000 | 115.5
Zone External Low Oxygen Condition Placard | Z000950012 | ZL0552300000000 | 115.5
Inside Zone Warning Label, Vortex Systems | Z111278LBL | ZL1127800000000 | 115.5
Outside Zone Warning Label, Vortex Systems | Z111277LBL | ZL1127700000000 | 62.5
Manual Pull Station Placard | Z000950004 | ZL0497600000000 | 62.5
Rack Placard | Z000950030 | ZL0663600000000 | 167
Victaulic Vortex System Information Label | Z519277LBL | ZL1927700000000 | 62.5
Victaulic Vortex 500 System Information Label | Z517131LBL | ZL1713100000000 | 62.5
115VAC Battery Backup Power Supply w/ (2) 12 Ah batteries | S000950027 | D09500000VX0BDC | 6132.5
220VAC Battery Backup Power Supply w/ (2) 12 Ah batteries | S000950220 | D09500220VX0BDC | 6132.5
FM Approved for Data Processing Rooms (Pre-Engineered) | Z521073LBL | ZL2107300000000 | 62.5
VORTEX PRE ENGINEERED ONE CYLINDER | S800950001 | D09500020VXCY00 | 30712
VORTEX PRE ENGINEERED TWO CYLINDER | S800950002 | D09500020VXCY00 | 30702.5
VORTEX PRE ENGINEERED THREE CYLINDER | S800950003 | D09500030VXCY00 | 30741
VORTEX PRE ENGINEERED FOUR CYLINDER | S800950004 | D09500040VXCY00 | 30731.5
VORTEX PRE ENGINEERED FIVE CYLINDER | S800950005 | D09500050VXCY00 | 31998.5
VORTEX PRE ENGINEERED SIX CYLINDER | S800950006 | D09500060VXCY00 | 31989
VORTEX PRE ENGINEERED SEVEN CYLINDER | S800950007 | D09500070VXCY00 | 31979
VORTEX PRE ENGINEERED EIGHT CYLINDER | S800950008 | D09500080VXCY00 | 31969.5
VICTAULIC VORTEX NITROGEN CYL - 80L W/VALVE UNPRESSURIZED | S000950E01 | D09500000VX8CE0 | 5593
I-VORTEX/PE.DIOM | Z000VTXPES | ZM2036200000000 | 1.5
I-VORTEX.IOM | Z000VTX00M | ZM2014700000000 | 1.5
40" Length IGS Flexible Hose | A480AQBH2V | AGH1C0480ZZBIFV | 214
Plug for Manifold | P006000Z07 | P00000006NPTV00 | 21.5
D/950 WATER TANK ASY UPDATED DESIGN 100L SS316L CE | D09500000VXWTXA | D09500000VXWTX1 | 31661
D/950 WATER TANK ASY 150L SS316L CE | D09500000VXWTXA | D09500000VXWTXS | 37215
D/950 WATER TANK ASY 300L SS316L CE | D09500000VXWTXA | D09500000VXWTX3 | 45876
D/950 WATER TANK ASY 500L SS316L CE | S000950X50 | D09500000VXWTX5 | 37506
D/950 WATER TANK ASY 750L SS316L CE | D09500000VXWTXA | D09500000VXWTX7 | 54413
D/950 WATER TANK ASY 1000L SS316L CE | D09500000VXWTXA | D09500000VXWTXA | 59433

## 6.23.2025 Configurator
1/8” Emitter, 954 cavity foil, standard, PVDF, 3/8” FPT, 1/8” FPT | S003953105 | D09530000VXE0NM | 3181
1/8” Emitter, 953 dome foil, standard, stainless, 3/8” FPT, 1/8” FPT | S00195310X | D09530000VXE0TX | 3061.5
1/4” Emitter, 953 dome foil, standard, stainless, 3/4” MPT, 1/4” FPT | S002953X02 | D09530002VXEXDF | 3550
1/4” Emitter, 954 cavity foil, standard, PVDF, 3/8” FPT, 1/8” FPT | S003953170 | D09530002VXCVE0 | 3180
3/8” Emitter, 953 dome foil, escutcheon, stainless, 3/4” FPT, 1/4” FPT | S003953032 | D09530003VXE0DF | 1419.5
3/8” Emitter, 953 dome foil, standard, stainless, 3/4” FPT, 1/4” FPT | S003953034 | D09530003VXESDF | 1345
3/8” Emitter, 954 cavity foil, escutcheon, stainless, 3/4” FPT, 1/4” FPT | S003953031 | D09530003VXE0CF | 1419.5
3/8” Emitter, 954 cavity foil, standard, stainless, 3/4” FPT, 1/4” FPT | S003953033 | D09530003VXESCF | 1345
1/2” Emitter, 953 dome foil, standard, brass, 3/4” MPT, 1/4” FPT | S006953400 | D09530006VXE0B0 | 1345
1/2” Emitter, 953 dome foil, standard, PVDF, 3/4” MPT, 1/4” FPT | S006953406 | D09530006VXE0N0 | 2497.5
1/2” Emitter, 953 dome foil, escutcheon, stainless, 3/4” FPT, 1/4” FPT | S004953511 | D09530004VXE0D4 | 1419.5
1/2” Emitter, 953 dome foil, standard, stainless, 3/4” FPT, 1/4” FPT | S004953513 | D09530004VXESDF | 1873.5
5/8” Emitter, 954 cavity foil, standard, PVDF, 3/4” FPT, 1/4" FPT | S006953503 | D09530005VXCVE0 | 3181
5/8” Emitter, 954 cavity foil, escutcheon, stainless, 3/4” FPT, 1/4” FPT | S006953512 | D09530005VXE0CF | 1419.5
5/8” Emitter, 954 cavity foil, standard, stainless, 3/4” FPT, 1/4” FPT | S006953514 | D09530005VXESCF | 1345
1” Emitter, 953/954 dome foil, escutcheon, stainless, 1” FPT, 1/8” FPT | S010953511 | D09530010VXE0DF | 2467.5
Water Flow Cartridge Kit, .13 GPM, Brass, 3/4” NPT | K000953013 | D09530006VXWCB3 | 1395.5
1” Emitter, 953/954 dome foil, escutcheon, stainless, 1” FPT, 1/8” FPT | S010953511 | D09530010VXE0DF | 1658
Water Flow Cartridge Kit, .26 GPM, Brass, 3/4” NPT | K000953026 | D09530006VXWCB4 | 1395.5
Water Flow Cartridge Kit, .26 GPM, Stainless, 3/4” NPT | K000953X26 | D09530006VXWCX4 | 1658
Water Flow Cartridge Kit, .53 GPM, Brass, 3/4” NPT | K000953053 | D09530006VXWCB5 | 1395.5
Water Flow Cartridge Kit, .53 GPM, Stainless, 3/4” NPT | K000953X53 | D09530006VXWCX5 | 1658
Water Flow Cartridge Kit, .79 GPM, Brass, 3/4” NPT | K000953079 | D09530006VXWCB7 | 1395.5
Water Flow Cartridge Kit, .79 GPM, Stainless, 3/4” NPT | K000953X79 | D09530006VXWCX7 | 1658
Water Flow Cartridge Kit, 1.06 GPM, Brass, 3/4” NPT | K000953106 | D09530006VXWCB6 | 1395.5
Water Flow Cartridge Kit, 1.06 GPM, Stainless, 3/4” NPT | K000953X06 | D09530006VXWCX6 | 1658
Water Flow Cartridge Kit, 1.59 GPM, Brass, 3/4” NPT | K000953153 | K09530006VXWCB9 | 1395.5
Water Flow Cartridge Kit, 1.59 GPM, Stainless, 3/4” NPT | K00095315X | K09530006VXWCX9 | 1658
Water Flow Cartridge Kit, 2.11 GPM, Brass, 3/4” NPT | K000953211 | K09530006VXWCB1 | 1395.5
Water Flow Cartridge Kit, 2.11 GPM, Stainless, 3/4” NPT | K000953X11 | K09530006VXWCX1 | 1658
Water Flow Cartridge Kit, 4.23 GPM, Brass, 3/4” NPT | K000953423 | K09530006VXWCB3 | 1395.5
Water Flow Cartridge Kit, 4.23 GPM, Stainless, 3/4” NPT | K000953X23 | K09530006VXWCX3 | 1658
1/4" MNPT x 7/16-20 Male JIC Straight adapter, brass | PAY7000C01 | D09550002VXMFBA | 26
Water Flow Cartridge Kit, .13 GPM, Stainless, 3/4” NPT | K000953X13 | D09530006VXWCX3 | 423
7/16-20 Female JIC x 36” PTFE lined braided stainless hose, 1/4” ID | P360955228 | D09550360VXJICX | 636
7/16-20 Female JIC x 48” PTFE lined braided stainless hose, 1/4” ID | P480955228 | D09550480VXJICX | 739.5
1/4" MNPT x 7/16-20 Male JIC 90 degree adapter, brass | PAY0955001 | D09550000VXBSEN | 10.5
1/4" NPT x 3/8" OD compression, 90 degree adapter, brass | SY45953001 | D09530002TEVXE9 | 26
1/4" NPT x 3/8" OD compression, straight adapter, brass | SY45953002 | D09530002TEVXAB | 20
1” 951 Combination Panel, Dry Contact, Ball Valve | S010951DRY | D09510010VX3DC1 | 48792
1” 951 Combination Panel, Active Release, Ball Valve | S010951ACT | D09510010VX3ARC | 49000
1.5” 951 Combination Panel, Dry Contact, Ball Valve | S014951DRY | D09510014VX3DCC | 51355.5
1.5” 951 Combination Panel, Active Release, Ball Valve | S014951ACT | D09510014VX3ARC | 51362
1” 951 Fluid Panel, Dry Contact | S010951F00 | D09510010VX3DC2 | 34337.5
1” 951 Fluid Panel, Active Release | S010951FA0 | D09510010VX3ARF | 36810
1.5” 951 Fluid Panel, Dry Contact | S014951F00 | D09510014VX3DCF | 36700
1.5” 951 Fluid Panel, Active Release | S014951FA0 | D09510014VX3ARF | 37903
1.5” 951 Zone Panel, Dry Contact, Ball Valve | S01495110A | D09510014VX3DCZ | 25812
2” 951 Zone Panel, Dry Contact, Ball Valve | S02095110A | D09510020VX3DCZ | 29700.5
7/16-20 Female JIC x 31” PTFE lined braided stainless hose, 1/4” ID | P310955228 | D09550310VXJICX | 2077.5
Pressure Transducer Spec. App, Explosion Proof | P000951TRM | D09510000VXTRVP | 4898
FM Approved for Data Processing Rooms (Engineered) | Z519889LBL | ZL1988900000000 | 62.5
FM Approved for Turbine and Machine Spaces | Z519890LBL | ZL1989000000000 | 62.5
FM Approved for Wet Benches | Z519891LBL | ZL1989100000000 | 62.5
FM Approved for Data Processing Rooms (Pre-Engineered) | Z521073LBL | ZL2107300000000 | 62.5
Performance Based Designs | Z519892LBL | ZL1989200000000 | 62.5
Fluid to Zone Piping Relief Valve .85 Orifice 11/2” | S010951RLV | D09510014VXR000 | 6953.5
Fluid to Zone Piping Relief Valve 1.39 Orifice 2” | S020951RLV | D09510020VXRV00 | 7166
Victaulic Vortex Nitrogen Cylinder, 80L, w/Valve, Filled | S000950A01 | D09500000VXS000 | 6493
Victaulic Vortex Nitrogen Cylinder, 49L, w/Valve, Filled | S000950A02 | D09500000VXSC0A | 2607
80L Cylinder Primary Pilot Kit | S0009500PP | D09500000VXPPK0 | 7215.5
80L Cylinder Secondary Kit, With Gauge | S0009500SP | D09500000VX00SP | 1708.5
80L Cylinder Secondary Pilot Kit, With Gauge and Pressure Switch | S000950PSP | D09500000VXSPPG | 2659.5
49L CYLINDER PRIMARY PILOT KIT | S4909500PP | D095000000VX4P0 | 3360
49L CYLINDER SECONDARY KIT WITH GAUGE | S4909500SP | D095000049VX4S0 | 813.5
Pressure Transducer, Standard, 0-100 psi | P000951134 | D09510000VXPT0D | 169
1/4” Pilot Hose, 500 MM, for joining adjacent racks | S000950P50 | D09500002VXPH00 | 143.5
Vortex Single Cylinder Refill Adapter, CGA-580 Inlet | S002950000 | D09500000VXT0A5 | 855
Vortex Single Cylinder Refill Adapter, CGA-677 Inlet | S002950401 | D0950000VXTA00A | 855
In Place Bulk Cylinder Refill Kit, 1” NPT Inlet | S000950015 | D09500000VX0MFA | 7292
1 to 4 Cylinder Manifold, (2x2), includes 1 high pressure plug | S00M950PP4 | D09500000VXSM42 | 2163.5
5 to 8 Cylinder Manifold, (4x2), includes 1 high pressure plug | S00M950PP8 | D09500000VXSM84 | 3209.5
9 to 12 Cylinder Manifold, (6x2), includes 1 high pressure plug | S00M95PP12 | D09500000VXSM16 | 3681.5
1” Manifold Isolation Ball Valve Assembly Kit | S000950010 | D09500010VX0MIB | 3838
1.5” Manifold Isolation Ball Valve Assembly Kit | S014950121 | D09500014VXKMIB | 4726.5
1/2" Low Pressure Nitrogen Pressure Switch, Adjustable 10-100 psi | S000760044 | D07600000EASPSD | 545
Cylinder Storage Rack, 80L, Structural, Red Painted (1 to 4 cylinders) | K800950004 | D09500000VX8WM2 | 6067.5
Cylinder Storage Rack, 80L, Structural, Red Painted (5 to 8 cylinders) | K800950008 | D09500000VX8WM4 | 8435
Cylinder Storage Rack, 80L, Structural, Red Painted (9 to 12 cylinders) | K800950012 | D09500000VX8WM1 | 10322
Cylinder Restraint Kits (1 to 4 cylinders ) | K010950055 | K09500010VXCRST | 953.5
Cylinder Restraint Kits (5 to 8 cylinders) | K050950055 | K09500050VXCRST | 1791.5
1/4” Pilot Hose, 700 MM, for joining rows in double stacked racks | S000950P70 | D09500004VXSPH0 | 2554.5
Water Tank Regulator w/ ¹⁄₂” x 36” Hose | P000950065 | D09500002VX00RM | 2361.5
High-Capacity Water Tank Regulator w/ 1/2" x 36" Hose | S000950HCW | D09500004VXHAWT | 5829.5
Water Tank Regulator Tamper Resistant Kit | K000950WTR | K09500000VXWTRR | 350
10 Gallon Water Tank, Red, w/ Trim, ASME and FM approved | S100950140 | D09500010VXWTW0 | 13021.5
30 Gallon Water Tank, Red, w/ Trim, ASME and FM approved | S300950140 | D09500030VXWTW0 | 14843
30 Gallon Water Tank, Red, w/ Trim, ASME, CE and FM approved | S300950141 | D09500030VXWTWC | 71369
60 Gallon Water Tank, Red, w/ Trim, ASME and FM approved | S600950140 | D09500060VXWTW0 | 18139.5
80 Gallon Water Tank, Red, w/ Trim, ASME and FM approved | S800950140 | D09500080VXWTW0 | 21676.5
120 Gallon Water Tank, Red, w/ Trim, ASME and FM approved | S120950140 | D09501200VXWTW0 | 24607
200 Gallon Water Tank, Red, w/ Trim, ASME and FM approved | S200950140 | D09502000VXWTW0 | 27122
400 Gallon Water Tank, Red, w/ Trim, ASME and FM approved | S400950140 | D09504000VXWTW0 | 36203
Series 728 FireLock™ Ball Valve – 1” Threaded | V010728CT0 | V07280010DP3B00 | 675
1/2" Normally Closed Supervised Drain Valve, 24 VDC | S004N69106 | V769N0004SE0200 | 2116
1/2 MNPT x 36” Stainless Steel Hose for Water Tank Regulator | P004950010 | P09500004ZZ0WTR | 982.5
Inside Zone Alarm Vacating Placard | Z000950011 | ZL0552200000000 | 115.5
Cylinder Restraint Kits (9 to 12 cylinders) | K090950055 | K09500090VXCRST | 115.5
Inside Zone Warning Label, Vortex Systems | Z111278LBL | ZL1127800000000 | 115.5
Outside Zone Warning Label, Vortex Systems | Z111277LBL | ZL1127700000000 | 62.5
Manual Pull Station Placard | Z000950004 | ZL0497600000000 | 62.5
Rack Placard | Z000950030 | ZL0663600000000 | 167
Victaulic Vortex System Information Label | Z519277LBL | ZL1927700000000 | 62.5
Victaulic Vortex 500 System Information Label | Z517131LBL | ZL1713100000000 | 62.5
Emitter Cap, 1/4-1/2”,Standard Style Emitter, orange | P002953260 | D09530002VXC0OP | 36.5
Emitter Cap, Escutcheon Style Emitter, orange | P006953522 | D09530002VXE0BP | 36.5
Emitter Cap, 5/8” Standard Style Emitter, orange | P006953560 | D09530000VXC0OP | 36.5
O-ring Kit, primary/ secondary | K000950KIT | K09500000VXPK00 | 208.5
Discharge Hose, 49L/50L, rt angle, 22.25” OAL | P000955B29 | D09550004VX40DH | 594.5
Discharge Hose, DOT 80L, rt angle, 13.5” OAL | P000955A29 | D09550080VX8DH0 | 545.5
Discharge Hose Check Valve | S000950BA1 | D09500006VXSICV | 357
1/4” Pilot Hose, 300 mm, for adjacent cylinders | S000950P32 | D09500002VXSSP0 | 121.5
1/4” Pilot Hose, 450 mm, right angle, for primary | S000950B08 | D09500006VXSPH9 | 181.5
Zone External Low Oxygen Condition Placard | Z000950012 | ZL0552300000000 | 100
Bleed Valve, 1/4” End of Pilot Line, with Crush Washer | S000950BA4 | D095000002VXSBV | 475
Copper Crush Washer for Bleed Valve | P000950018 | P0950000000CW00 | 23
Copper Crush Washer For Vortex Primary/Secondary Gauge | P000950001 | K09500000VXRCCW | 12.5
Primary Solenoid Release Assembly | S000950B22 | D0950000VXPMO0A | 6105
Snubber Assembly, with Crush Washer | P000955035 | D09500002VXSWCS | 285.5
Copper Crush Washer for Snubber Assembly | P000950034 | D09500000VXSWCS | 29.5
Secondary Gauge Assembly | S000950B03 | D09500000VXSSAG | 826.5
Secondary Gauge Assembly, w/ pressure switch | P000951135 | D09500000VXPIAG | 1768.5
Replacement Fuse for PCB Board, 4AMP | P000951RFP | D09510000VXRF40 | 7.5
12V 12 Ah Replacement Battery for Power Supply (2 required) | P000950017 | D09500000VXB122 | 618.5
Replacement Pal Nut for Primary Solenoid Release Assembly | P000950PAL | P09500000RPPPAL | 7.5
115VAC Battery Backup Power Supply w/ (2) 12 Ah batteries | S000950027 | D09500000VX0BDC | 6132.5
220VAC Battery Backup Power Supply w/ (2) 12 Ah batteries | S000950220 | D09500220VX0BDC | 6132.5
VORTEX PRE ENGINEERED ONE CYLINDER | S800950001 | D09500020VXCY00 | 30712
VORTEX PRE ENGINEERED TWO CYLINDER | S800950002 | D09500020VXCY00 | 30702.5
Pilot Line Tee Nipple, 1/4” BSPP | S000950BA2 | D09500002VXSICV | 30741
VORTEX PRE ENGINEERED FOUR CYLINDER | S800950004 | D09500040VXCY00 | 30731.5
VORTEX PRE ENGINEERED FIVE CYLINDER | S800950005 | D09500050VXCY00 | 31998.5
VORTEX PRE ENGINEERED SIX CYLINDER | S800950006 | D09500060VXCY00 | 31989
VORTEX PRE ENGINEERED SEVEN CYLINDER | S800950007 | D09500070VXCY00 | 31979
VORTEX PRE ENGINEERED EIGHT CYLINDER | S800950008 | D09500080VXCY00 | 31969.5
I-VORTEX/PE.DIOM | Z000VTXPES | ZM2036200000000 | 1.5
I-VORTEX.IOM | Z000VTX00M | ZM2014700000000 | 1.5
40" Length IGS Flexible Hose | A480AQBH2V | AGH1C0480ZZBIFV | 214
Plug for Manifold | P006000Z07 | P00000006NPTV00 | 21.5
D/950 WATER TANK ASY UPDATED DESIGN 100L SS316L CE | D09500000VXWTXA | D09500000VXWTX1 | 31661
D/950 WATER TANK ASY 150L SS316L CE | D09500000VXWTXA | D09500000VXWTXS | 37215
D/950 WATER TANK ASY 300L SS316L CE | D09500000VXWTXA | D09500000VXWTX3 | 45876
D/950 WATER TANK ASY 500L SS316L CE | S000950X50 | D09500000VXWTX5 | 37506
VORTEX PRE ENGINEERED THREE CYLINDER | S800950003 | D09500030VXCY00 | 54413
D/950 WATER TANK ASY 1000L SS316L CE | D09500000VXWTXA | D09500000VXWTXA | 59433
VICTAULIC VORTEX NITROGEN CYL - 80L W/VALVE UNPRESSURIZED | S000950E01 | D09500000VX8CE0 | 5593

## 4.28.2025 Configurator
1/8” Emitter, 954 cavity foil, standard, PVDF, 3/8” FPT, 1/8” FPT | S003953105 | D09530000VXE0NM | 2986.5
1/8” Emitter, 953 dome foil, standard, stainless, 3/8” FPT, 1/8” FPT | S00195310X | D09530000VXE0TX | 2874.5
1/4” Emitter, 953 dome foil, standard, stainless, 3/4” MPT, 1/4” FPT | S002953X02 | D09530002VXEXDF | 3333
1/4” Emitter, 954 cavity foil, standard, PVDF, 3/8” FPT, 1/8” FPT | S003953170 | D09530002VXCVE0 | 2985.5
3/8” Emitter, 953 dome foil, escutcheon, stainless, 3/4” FPT, 1/4” FPT | S003953032 | D09530003VXE0DF | 1332.5
3/8” Emitter, 953 dome foil, standard, stainless, 3/4” FPT, 1/4” FPT | S003953034 | D09530003VXESDF | 1262.5
3/8” Emitter, 954 cavity foil, escutcheon, stainless, 3/4” FPT, 1/4” FPT | S003953031 | D09530003VXE0CF | 1332.5
3/8” Emitter, 954 cavity foil, standard, stainless, 3/4” FPT, 1/4” FPT | S003953033 | D09530003VXESCF | 1262.5
1/2” Emitter, 953 dome foil, standard, brass, 3/4” MPT, 1/4” FPT | S006953400 | D09530006VXE0B0 | 1262.5
1/2” Emitter, 953 dome foil, standard, PVDF, 3/4” MPT, 1/4” FPT | S006953406 | D09530006VXE0N0 | 2345
1/2” Emitter, 953 dome foil, escutcheon, stainless, 3/4” FPT, 1/4” FPT | S004953511 | D09530004VXE0D4 | 1332.5
1/2” Emitter, 953 dome foil, standard, stainless, 3/4” FPT, 1/4” FPT | S004953513 | D09530004VXESDF | 1759
5/8” Emitter, 954 cavity foil, standard, PVDF, 3/4” FPT, 1/4" FPT | S006953503 | D09530005VXCVE0 | 2986.5
5/8” Emitter, 954 cavity foil, escutcheon, stainless, 3/4” FPT, 1/4” FPT | S006953512 | D09530005VXE0CF | 1332.5
5/8” Emitter, 954 cavity foil, standard, stainless, 3/4” FPT, 1/4” FPT | S006953514 | D09530005VXESCF | 1262.5
1” Emitter, 953/954 dome foil, escutcheon, stainless, 1” FPT, 1/8” FPT | S010953511 | D09530010VXE0DF | 2316.5
Water Flow Cartridge Kit, .13 GPM, Brass, 3/4” NPT | K000953013 | D09530006VXWCB3 | 1310
Water Flow Cartridge Kit, .13 GPM, Stainless, 3/4” NPT | K000953X13 | D09530006VXWCX3 | 1556.5
Water Flow Cartridge Kit, .26 GPM, Brass, 3/4” NPT | K000953026 | D09530006VXWCB4 | 1310
Water Flow Cartridge Kit, .26 GPM, Stainless, 3/4” NPT | K000953X26 | D09530006VXWCX4 | 1556.5
Water Flow Cartridge Kit, .53 GPM, Brass, 3/4” NPT | K000953053 | D09530006VXWCB5 | 1310
Water Flow Cartridge Kit, .53 GPM, Stainless, 3/4” NPT | K000953X53 | D09530006VXWCX5 | 1556.5
Water Flow Cartridge Kit, .79 GPM, Brass, 3/4” NPT | K000953079 | D09530006VXWCB7 | 1310
Water Flow Cartridge Kit, .79 GPM, Stainless, 3/4” NPT | K000953X79 | D09530006VXWCX7 | 1556.5
Water Flow Cartridge Kit, 1.06 GPM, Brass, 3/4” NPT | K000953106 | D09530006VXWCB6 | 1310
Water Flow Cartridge Kit, 1.06 GPM, Stainless, 3/4” NPT | K000953X06 | D09530006VXWCX6 | 1556.5
Water Flow Cartridge Kit, 1.59 GPM, Brass, 3/4” NPT | K000953153 | K09530006VXWCB9 | 1310
Water Flow Cartridge Kit, 1.59 GPM, Stainless, 3/4” NPT | K00095315X | K09530006VXWCX9 | 1556.5
Water Flow Cartridge Kit, 2.11 GPM, Brass, 3/4” NPT | K000953211 | K09530006VXWCB1 | 1310
Water Flow Cartridge Kit, 2.11 GPM, Stainless, 3/4” NPT | K000953X11 | K09530006VXWCX1 | 1556.5
Water Flow Cartridge Kit, 4.23 GPM, Brass, 3/4” NPT | K000953423 | K09530006VXWCB3 | 1310
Water Flow Cartridge Kit, 4.23 GPM, Stainless, 3/4” NPT | K000953X23 | K09530006VXWCX3 | 1556.5
1/4" MNPT x 7/16-20 Male JIC Straight adapter, brass | PAY7000C01 | D09550002VXMFBA | 24
7/16-20 Female JIC x 31” PTFE lined braided stainless hose, 1/4” ID | P310955228 | D09550310VXJICX | 397
7/16-20 Female JIC x 36” PTFE lined braided stainless hose, 1/4” ID | P360955228 | D09550360VXJICX | 597
7/16-20 Female JIC x 48” PTFE lined braided stainless hose, 1/4” ID | P480955228 | D09550480VXJICX | 694
1/4" MNPT x 7/16-20 Male JIC 90 degree adapter, brass | PAY0955001 | D09550000VXBSEN | 9.5
1/4" NPT x 3/8" OD compression, 90 degree adapter, brass | SY45953001 | D09530002TEVXE9 | 24
1/4" NPT x 3/8" OD compression, straight adapter, brass | SY45953002 | D09530002TEVXAB | 18.5
1” 951 Combination Panel, Dry Contact, Ball Valve | S010951DRY | D09510010VX3DC1 | 45814
1” 951 Combination Panel, Active Release, Ball Valve | S010951ACT | D09510010VX3ARC | 46009
1.5” 951 Combination Panel, Dry Contact, Ball Valve | S014951DRY | D09510014VX3DCC | 48221
1.5” 951 Combination Panel, Active Release, Ball Valve | S014951ACT | D09510014VX3ARC | 48227
1” 951 Fluid Panel, Dry Contact | S010951F00 | D09510010VX3DC2 | 32241.5
1” 951 Fluid Panel, Active Release | S010951FA0 | D09510010VX3ARF | 34563
1.5” 951 Fluid Panel, Dry Contact | S014951F00 | D09510014VX3DCF | 34460
1.5” 951 Fluid Panel, Active Release | S014951FA0 | D09510014VX3ARF | 35589.5
1.5” 951 Zone Panel, Dry Contact, Ball Valve | S01495110A | D09510014VX3DCZ | 24236.5
2” 951 Zone Panel, Dry Contact, Ball Valve | S02095110A | D09510020VX3DCZ | 27887.5
Pressure Transducer, Standard, 0-100 psi | P000951134 | D09510000VXPT0D | 1950.5
Pressure Transducer Spec. App, Explosion Proof | P000951TRM | D09510000VXTRVP | 4599
FM Approved for Data Processing Rooms (Engineered) | Z519889LBL | ZL1988900000000 | 58.5
FM Approved for Turbine and Machine Spaces | Z519890LBL | ZL1989000000000 | 58.5
FM Approved for Wet Benches | Z519891LBL | ZL1989100000000 | 58.5
FM Approved for Data Processing Rooms (Pre-Engineered) | Z521073LBL | ZL2107300000000 | 58.5
Performance Based Designs | Z519892LBL | ZL1989200000000 | 58.5
Fluid to Zone Piping Relief Valve .85 Orifice 11/2” | S010951RLV | D09510014VXR000 | 6529
Fluid to Zone Piping Relief Valve 1.39 Orifice 2” | S020951RLV | D09510020VXRV00 | 6728.5
Victaulic Vortex Nitrogen Cylinder, 80L, w/Valve, Filled | S000950A01 | D09500000VXS000 | 6096.5
Victaulic Vortex Nitrogen Cylinder, 49L, w/Valve, Filled | S000950A02 | D09500000VXSC0A | 2447.5
80L Cylinder Primary Pilot Kit | S0009500PP | D09500000VXPPK0 | 6775
80L Cylinder Secondary Kit, With Gauge | S0009500SP | D09500000VX00SP | 1604
80L Cylinder Secondary Pilot Kit, With Gauge and Pressure Switch | S000950PSP | D09500000VXSPPG | 2497
49L CYLINDER PRIMARY PILOT KIT | S4909500PP | D095000000VX4P0 | 3154.5
49L CYLINDER SECONDARY KIT WITH GAUGE | S4909500SP | D095000049VX4S0 | 763.5
1/4” Pilot Hose, 700 MM, for joining rows in double stacked racks | S000950P70 | D09500004VXSPH0 | 158.5
1/4” Pilot Hose, 500 MM, for joining adjacent racks | S000950P50 | D09500002VXPH00 | 134.5
Vortex Single Cylinder Refill Adapter, CGA-580 Inlet | S002950000 | D09500000VXT0A5 | 802.5
Vortex Single Cylinder Refill Adapter, CGA-677 Inlet | S002950401 | D0950000VXTA00A | 802.5
In Place Bulk Cylinder Refill Kit, 1” NPT Inlet | S000950015 | D09500000VX0MFA | 6846.5
1 to 4 Cylinder Manifold, (2x2), includes 1 high pressure plug | S00M950PP4 | D09500000VXSM42 | 2031
5 to 8 Cylinder Manifold, (4x2), includes 1 high pressure plug | S00M950PP8 | D09500000VXSM84 | 3013.5
9 to 12 Cylinder Manifold, (6x2), includes 1 high pressure plug | S00M95PP12 | D09500000VXSM16 | 3456.5
1” Manifold Isolation Ball Valve Assembly Kit | S000950010 | D09500010VX0MIB | 3603.5
1.5” Manifold Isolation Ball Valve Assembly Kit | S014950121 | D09500014VXKMIB | 4438
1/2" Low Pressure Nitrogen Pressure Switch, Adjustable 10-100 psi | S000760044 | D07600000EASPSD | 511.5
Cylinder Storage Rack, 80L, Structural, Red Painted (1 to 4 cylinders) | K800950004 | D09500000VX8WM2 | 5697
Cylinder Storage Rack, 80L, Structural, Red Painted (5 to 8 cylinders) | K800950008 | D09500000VX8WM4 | 7920
Cylinder Storage Rack, 80L, Structural, Red Painted (9 to 12 cylinders) | K800950012 | D09500000VX8WM1 | 9692
Cylinder Restraint Kits (1 to 4 cylinders ) | K010950055 | K09500010VXCRST | 895
Cylinder Restraint Kits (5 to 8 cylinders) | K050950055 | K09500050VXCRST | 1682
Cylinder Restraint Kits (9 to 12 cylinders) | K090950055 | K09500090VXCRST | 2398.5
Water Tank Regulator w/ ¹⁄₂” x 36” Hose | P000950065 | D09500002VX00RM | 2217
High-Capacity Water Tank Regulator w/ 1/2" x 36" Hose | S000950HCW | D09500004VXHAWT | 5473.5
Water Tank Regulator Tamper Resistant Kit | K000950WTR | K09500000VXWTRR | 328.5
10 Gallon Water Tank, Red, w/ Trim, ASME and FM approved | S100950140 | D09500010VXWTW0 | 12226.5
30 Gallon Water Tank, Red, w/ Trim, ASME and FM approved | S300950140 | D09500030VXWTW0 | 13937
30 Gallon Water Tank, Red, w/ Trim, ASME, CE and FM approved | S300950141 | D09500030VXWTWC | 67013
60 Gallon Water Tank, Red, w/ Trim, ASME and FM approved | S600950140 | D09500060VXWTW0 | 17032
80 Gallon Water Tank, Red, w/ Trim, ASME and FM approved | S800950140 | D09500080VXWTW0 | 20353.5
120 Gallon Water Tank, Red, w/ Trim, ASME and FM approved | S120950140 | D09501200VXWTW0 | 23105
200 Gallon Water Tank, Red, w/ Trim, ASME and FM approved | S200950140 | D09502000VXWTW0 | 25466.5
400 Gallon Water Tank, Red, w/ Trim, ASME and FM approved | S400950140 | D09504000VXWTW0 | 33993
Series 728 FireLock™ Ball Valve – 1” Threaded | V010728CT0 | V07280010DP3B00 | 633.5
1/2" Normally Closed Supervised Drain Valve, 24 VDC | S004N69106 | V769N0004SE0200 | 1986.5
1/2 MNPT x 36” Stainless Steel Hose for Water Tank Regulator | P004950010 | P09500004ZZ0WTR | 922.5
Inside Zone Alarm Vacating Placard | Z000950011 | ZL0552200000000 | 108
Zone External Low Oxygen Condition Placard | Z000950012 | ZL0552300000000 | 108
Inside Zone Warning Label, Vortex Systems | Z111278LBL | ZL1127800000000 | 108
Outside Zone Warning Label, Vortex Systems | Z111277LBL | ZL1127700000000 | 58.5
Manual Pull Station Placard | Z000950004 | ZL0497600000000 | 58.5
Rack Placard | Z000950030 | ZL0663600000000 | 156.5
Victaulic Vortex System Information Label | Z519277LBL | ZL1927700000000 | 58.5
Victaulic Vortex 500 System Information Label | Z517131LBL | ZL1713100000000 | 58.5
Emitter Cap, 1/4-1/2”,Standard Style Emitter, orange | P002953260 | D09530002VXC0OP | 34
Emitter Cap, Escutcheon Style Emitter, orange | P006953522 | D09530002VXE0BP | 34
Emitter Cap, 5/8” Standard Style Emitter, orange | P006953560 | D09530000VXC0OP | 34
O-ring Kit, primary/ secondary | K000950KIT | K09500000VXPK00 | 195.5
Discharge Hose, 49L/50L, rt angle, 22.25” OAL | P000955B29 | D09550004VX40DH | 558
Discharge Hose, DOT 80L, rt angle, 13.5” OAL | P000955A29 | D09550080VX8DH0 | 512
Discharge Hose Check Valve | S000950BA1 | D09500006VXSICV | 335
1/4” Pilot Hose, 300 mm, for adjacent cylinders | S000950P32 | D09500002VXSSP0 | 114
1/4” Pilot Hose, 450 mm, right angle, for primary | S000950B08 | D09500006VXSPH9 | 170
Pilot Line Tee Nipple, 1/4” BSPP | S000950BA2 | D09500002VXSICV | 93.5
Bleed Valve, 1/4” End of Pilot Line, with Crush Washer | S000950BA4 | D095000002VXSBV | 446
Copper Crush Washer for Bleed Valve | P000950018 | P0950000000CW00 | 21.5
Copper Crush Washer For Vortex Primary/Secondary Gauge | P000950001 | K09500000VXRCCW | 11.5
Primary Solenoid Release Assembly | S000950B22 | D0950000VXPMO0A | 5732
Snubber Assembly, with Crush Washer | P000955035 | D09500002VXSWCS | 268
Copper Crush Washer for Snubber Assembly | P000950034 | D09500000VXSWCS | 27.5
Secondary Gauge Assembly | S000950B03 | D09500000VXSSAG | 776
Secondary Gauge Assembly, w/ pressure switch | P000951135 | D09500000VXPIAG | 1660.5
Replacement Fuse for PCB Board, 4AMP | P000951RFP | D09510000VXRF40 | 7
12V 12 Ah Replacement Battery for Power Supply (2 required) | P000950017 | D09500000VXB122 | 580.5
Replacement Pal Nut for Primary Solenoid Release Assembly | P000950PAL | P09500000RPPPAL | 7
115VAC Battery Backup Power Supply w/ (2) 12 Ah batteries | S000950027 | D09500000VX0BDC | 5758
220VAC Battery Backup Power Supply w/ (2) 12 Ah batteries | S000950220 | D09500220VX0BDC | 5758
VORTEX PRE ENGINEERED ONE CYLINDER | S800950001 | D09500020VXCY00 | 28837.5
VORTEX PRE ENGINEERED TWO CYLINDER | S800950002 | D09500020VXCY00 | 28828.5
VORTEX PRE ENGINEERED THREE CYLINDER | S800950003 | D09500030VXCY00 | 28864.5
VORTEX PRE ENGINEERED FOUR CYLINDER | S800950004 | D09500040VXCY00 | 28855.5
VORTEX PRE ENGINEERED FIVE CYLINDER | S800950005 | D09500050VXCY00 | 30045.5
VORTEX PRE ENGINEERED SIX CYLINDER | S800950006 | D09500060VXCY00 | 30036.5
VORTEX PRE ENGINEERED SEVEN CYLINDER | S800950007 | D09500070VXCY00 | 30027
VORTEX PRE ENGINEERED EIGHT CYLINDER | S800950008 | D09500080VXCY00 | 30018
I-VORTEX/PE.DIOM | Z000VTXPES | ZM2036200000000 | 1
I-VORTEX.IOM | Z000VTX00M | ZM2014700000000 | 1
40" Length IGS Flexible Hose | A480AQBH2V | AGH1C0480ZZBIFV | 200.5
Plug for Manifold | P006000Z07 | P00000006NPTV00 | 20
D/950 WATER TANK ASY UPDATED DESIGN 100L SS316L CE | D09500000VXWTXA | D09500000VXWTX1 | 29728.5
D/950 WATER TANK ASY 150L SS316L CE | D09500000VXWTXA | D09500000VXWTXS | 34943.5
D/950 WATER TANK ASY 300L SS316L CE | D09500000VXWTXA | D09500000VXWTX3 | 43076
D/950 WATER TANK ASY 500L SS316L CE | S000950X50 | D09500000VXWTX5 | 35216.5
D/950 WATER TANK ASY 750L SS316L CE | D09500000VXWTXA | D09500000VXWTX7 | 51092
D/950 WATER TANK ASY 1000L SS316L CE | D09500000VXWTXA | D09500000VXWTXA | 55805.5
VICTAULIC VORTEX NITROGEN CYL - 80L W/VALVE UNPRESSURIZED | S000950E01 | D09500000VX8CE0 | 5251.5

## EMEA Updated 2025
Victaulic Vortex® System Product List Price Effective March 1st, 2025
United States
Multiplier:
| NOTE: Please add information to the cells shaded in | GREEN. |  |  |  |  | 0.37
| Option Style | Shipping Weight | Item BPCS Number | M3 Item Number | Cost (USD) | List Price (USD) | Extended Price | GM % | 60% Margin Sell | 67.5% Margin Sell | 75% Margin Sell
| Emitters | [7 empty] | 0.6 | 0.675 | 0.75
1/8" Emitters
| 1/8” Emitter, 954 cavity foil, standard, PVDF, 3/8” FPT, 1/8” FPT | 1 | S003953105 | D09530000VXE0NM | 195.71 | 2986.5 | 1105.005 | 82.29% | 489.275 | 602.1846 | 782.84
| 1/8” Emitter, 953 dome foil, standard, stainless, 3/8” FPT, 1/8” FPT | 1 | S00195310X | D09530000VXE0TX | 171.534 | 2874.5 | 1063.565 | 83.87% | 428.835 | 527.7969 | 686.136
1/4" Emitters
| 1/4” Emitter, 953 dome foil, standard, stainless, 3/4” MPT, 1/4” FPT | 1 | S002953X02 | D09530002VXEXDF | 160.1174 | 3333 | 1233.21 | 87.02% | 400.2935 | 492.6689 | 640.4696
| 1/4” Emitter, 954 cavity foil, standard, PVDF, 3/8” FPT, 1/8” FPT | 1 | S003953170 | D09530002VXCVE0 | 241.4136 | 2985.5 | 1104.635 | 78.15% | 603.534 | 742.8111 | 965.6544
3/8" Emitters
NEW | 3/8” Emitter, 953 dome foil, escutcheon, stainless, 3/4” FPT, 1/4” FPT | 1 | S003953032 | D09530003VXE0DF | 52.3201 | 1332.5 | 493.025 | 89.39% | 130.8002 | 160.9849 | 209.2804
NEW | 3/8” Emitter, 953 dome foil, standard, stainless, 3/4” FPT, 1/4” FPT | 1 | S003953034 | D09530003VXESDF | 34.5438 | 1262.5 | 467.125 | 92.61% | 86.3595 | 106.2886 | 138.1752
NEW | 3/8” Emitter, 954 cavity foil, escutcheon, stainless, 3/4” FPT, 1/4” FPT | 1 | S003953031 | D09530003VXE0CF | 51.8542 | 1332.5 | 493.025 | 89.48% | 129.6356 | 159.5515 | 207.417
NEW | 3/8” Emitter, 954 cavity foil, standard, stainless, 3/4” FPT, 1/4” FPT | 1 | S003953033 | D09530003VXESCF | 34.0779 | 1262.5 | 467.125 | 92.7% | 85.1948 | 104.8552 | 136.3118
1/2" Emitters
| 1/2” Emitter, 953 dome foil, standard, brass, 3/4” MPT, 1/4” FPT | 1 | S006953400 | D09530006VXE0B0 | 102.3487 | 1262.5 | 467.125 | 78.09% | 255.8716 | 314.919 | 409.3946
| 1/2” Emitter, 953 dome foil, standard, PVDF, 3/4” MPT, 1/4” FPT | 1 | S006953406 | D09530006VXE0N0 | 230.5925 | 2345 | 867.65 | 73.42% | 576.4812 | 709.5154 | 922.37
NEW | 1/2” Emitter, 953 dome foil, escutcheon, stainless, 3/4” FPT, 1/4” FPT | 1 | S004953511 | D09530004VXE0D4 | 60.22 | 1332.5 | 493.025 | 87.79% | 150.55 | 185.2923 | 240.88
NEW | 1/2” Emitter, 953 dome foil, standard, stainless, 3/4” FPT, 1/4” FPT | 1 | S004953513 | D09530004VXESDF | 35.2038 | 1759 | 650.83 | 94.59% | 88.0095 | 108.3194 | 140.8152
5/8" Emitters
| 5/8” Emitter, 954 cavity foil, standard, PVDF, 3/4” FPT, 1/4" FPT | 1 | S006953503 | D09530005VXCVE0 | 193.3368 | 2986.5 | 1105.005 | 82.5% | 483.342 | 594.8825 | 773.3472
NEW | 5/8” Emitter, 954 cavity foil, escutcheon, stainless, 3/4” FPT, 1/4” FPT | 1 | S006953512 | D09530005VXE0CF | 50.4801 | 1332.5 | 493.025 | 89.76% | 126.2002 | 155.3234 | 201.9204
NEW | 5/8” Emitter, 954 cavity foil, standard, stainless, 3/4” FPT, 1/4” FPT | 1 | S006953514 | D09530005VXESCF | 32.7038 | 1262.5 | 467.125 | 93% | 81.7595 | 100.6271 | 130.8152
1" Emitters
NEW | 1” Emitter, 953/954 dome foil, escutcheon, stainless, 1” FPT, 1/8” FPT | 1 | S010953511 | D09530010VXE0DF | 68.4904 | 2316.5 | 857.105 | 92.01% | 171.226 | 210.7397 | 273.9616
Water Flow Kits (Strainer, Flow Cartridge, Emitter Trim Kit)
| Water Flow Cartridge Kit, .13 GPM, Brass, 3/4” NPT | 1 | K000953013 | D09530006VXWCB3 | 103.42 | 1310 | 484.7 | 78.66% | 258.55 | 318.2154 | 413.68
| Water Flow Cartridge Kit, .13 GPM, Stainless, 3/4” NPT | 1 | K000953X13 | D09530006VXWCX3 | 133.39 | 1556.5 | 575.905 | 76.84% | 333.475 | 410.4308 | 533.56
| Water Flow Cartridge Kit, .26 GPM, Brass, 3/4” NPT | 1 | K000953026 | D09530006VXWCB4 | 109.44 | 1310 | 484.7 | 77.42% | 273.6 | 336.7385 | 437.76
| Water Flow Cartridge Kit, .26 GPM, Stainless, 3/4” NPT | 1 | K000953X26 | D09530006VXWCX4 | 133.39 | 1556.5 | 575.905 | 76.84% | 333.475 | 410.4308 | 533.56
| Water Flow Cartridge Kit, .53 GPM, Brass, 3/4” NPT | 1 | K000953053 | D09530006VXWCB5 | 103.42 | 1310 | 484.7 | 78.66% | 258.55 | 318.2154 | 413.68
| Water Flow Cartridge Kit, .53 GPM, Stainless, 3/4” NPT | 1 | K000953X53 | D09530006VXWCX5 | 135.51 | 1556.5 | 575.905 | 76.47% | 338.775 | 416.9538 | 542.04
| Water Flow Cartridge Kit, .79 GPM, Brass, 3/4” NPT | 1 | K000953079 | D09530006VXWCB7 | 103.42 | 1310 | 484.7 | 78.66% | 258.55 | 318.2154 | 413.68
| Water Flow Cartridge Kit, .79 GPM, Stainless, 3/4” NPT | 1 | K000953X79 | D09530006VXWCX7 | 135.51 | 1556.5 | 575.905 | 76.47% | 338.775 | 416.9538 | 542.04
| Water Flow Cartridge Kit, 1.06 GPM, Brass, 3/4” NPT | 1 | K000953106 | D09530006VXWCB6 | 103.42 | 1310 | 484.7 | 78.66% | 258.55 | 318.2154 | 413.68
| Water Flow Cartridge Kit, 1.06 GPM, Stainless, 3/4” NPT | 1 | K000953X06 | D09530006VXWCX6 | 135.51 | 1556.5 | 575.905 | 76.47% | 338.775 | 416.9538 | 542.04
| Water Flow Cartridge Kit, 1.59 GPM, Brass, 3/4” NPT | 1 | K000953153 | K09530006VXWCB9 | 114.8635 | 1310 | 484.7 | 76.3% | 287.1587 | 353.4262 | 459.454
| Water Flow Cartridge Kit, 1.59 GPM, Stainless, 3/4” NPT | 1 | K00095315X | K09530006VXWCX9 | 148.8035 | 1556.5 | 575.905 | 74.16% | 372.0088 | 457.8569 | 595.214
| Water Flow Cartridge Kit, 2.11 GPM, Brass, 3/4” NPT | 1 | K000953211 | K09530006VXWCB1 | 114.8635 | 1310 | 484.7 | 76.3% | 287.1587 | 353.4262 | 459.454
| Water Flow Cartridge Kit, 2.11 GPM, Stainless, 3/4” NPT | 1 | K000953X11 | K09530006VXWCX1 | 148.8035 | 1556.5 | 575.905 | 74.16% | 372.0088 | 457.8569 | 595.214
| Water Flow Cartridge Kit, 4.23 GPM, Brass, 3/4” NPT | 1 | K000953423 | K09530006VXWCB3 | 114.8635 | 1310 | 484.7 | 76.3% | 287.1587 | 353.4262 | 459.454
| Water Flow Cartridge Kit, 4.23 GPM, Stainless, 3/4” NPT | 1 | K000953X23 | K09530006VXWCX3 | 148.8035 | 1556.5 | 575.905 | 74.16% | 372.0088 | 457.8569 | 595.214
Components
| 1/4" MNPT x 7/16-20 Male JIC Straight adapter, brass | 0.1 | PAY7000C01 | D09550002VXMFBA | 4.26 | 24 | 8.88 | 52.03% | 10.65 | 13.1077 | 17.04
| 7/16-20 Female JIC x 31” PTFE lined braided stainless hose, 1/4” ID | 0.4 | P310955228 | D09550310VXJICX | 67.5127 | 397 | 146.89 | 54.04% | 168.7817 | 207.7314 | 270.0508
| 7/16-20 Female JIC x 36” PTFE lined braided stainless hose, 1/4” ID | 0.4 | P360955228 | D09550360VXJICX | 76.17 | 597 | 220.89 | 65.52% | 190.425 | 234.3692 | 304.68
| 7/16-20 Female JIC x 48” PTFE lined braided stainless hose, 1/4” ID | 1 | P480955228 | D09550480VXJICX | 107.544 | 694 | 256.78 | 58.12% | 268.86 | 330.9046 | 430.176
| 1/4" MNPT x 7/16-20 Male JIC 90 degree adapter, brass | 0.1 | PAY0955001 | D09550000VXBSEN | 1.13 | 9.5 | 3.515 | 67.85% | 2.825 | 3.4769 | 4.52
| 1/4" NPT x 3/8" OD compression, 90 degree adapter, brass | 0.1 | SY45953001 | D09530002TEVXE9 | 2.92 | 24 | 8.88 | 67.12% | 7.3 | 8.9846 | 11.68
| 1/4" NPT x 3/8" OD compression, straight adapter, brass | 0.1 | SY45953002 | D09530002TEVXAB | 2.19 | 18.5 | 6.845 | 68.01% | 5.475 | 6.7385 | 8.76
Vortex Panels
Combination Panels
1"
| 1” 951 Combination Panel, Dry Contact, Ball Valve | 170 | S010951DRY | D09510010VX3DC1 | 3997.8518 | 45814 | 16951.18 | 76.42% | 9994.6294 | 12301.0824 | 15991.4071
| 1” 951 Combination Panel, Active Release, Ball Valve | 170 | S010951ACT | D09510010VX3ARC | 4014.89 | 46009 | 17023.33 | 76.42% | 10037.225 | 12353.5077 | 16059.56
1.5"
| 1.5” 951 Combination Panel, Dry Contact, Ball Valve | 180 | S014951DRY | D09510014VX3DCC | 4207.94 | 48221 | 17841.77 | 76.42% | 10519.85 | 12947.5077 | 16831.76
| 1.5” 951 Combination Panel, Active Release, Ball Valve | 180 | S014951ACT | D09510014VX3ARC | 4208.44 | 48227 | 17843.99 | 76.42% | 10521.1 | 12949.0462 | 16833.76
* Please note each Combination Panels requires a pressure transducer to be ordered separately. Reference spare parts section for pressure transducer selection.
Fluid Panels
1"
| 1” 951 Fluid Panel, Dry Contact | 130 | S010951F00 | D09510010VX3DC2 | 2813.51 | 32241.5 | 11929.355 | 76.42% | 7033.775 | 8656.9538 | 11254.04
| 1” 951 Fluid Panel, Active Release | 130 | S010951FA0 | D09510010VX3ARF | 3016.09 | 34563 | 12788.31 | 76.42% | 7540.225 | 9280.2769 | 12064.36
1.5"
| 1.5” 951 Fluid Panel, Dry Contact | 140 | S014951F00 | D09510014VX3DCF | 3007.06 | 34460 | 12750.2 | 76.42% | 7517.65 | 9252.4923 | 12028.24
| 1.5” 951 Fluid Panel, Active Release | 140 | S014951FA0 | D09510014VX3ARF | 3105.65 | 35589.5 | 13168.115 | 76.42% | 7764.125 | 9555.8462 | 12422.6
*Please note that each Fluid Panel requires a pressure transducer to be ordered separately. Reference spare parts section for pressure transducer selection.
Zone Panels
1.5"
| 1.5” 951 Zone Panel, Dry Contact, Ball Valve | 150 | S01495110A | D09510014VX3DCZ | 2114.93 | 24236.5 | 8967.505 | 76.42% | 5287.325 | 6507.4769 | 8459.72
2"
| 2” 951 Zone Panel, Dry Contact, Ball Valve | 150 | S02095110A | D09510020VX3DCZ | 2433.5 | 27887.5 | 10318.375 | 76.42% | 6083.75 | 7487.6923 | 9734
Pressure Transducers
| Pressure Transducer, Standard, 0-100 psi | 1 | P000951134 | D09510000VXPT0D | 125.48 | 1950.5 | 721.685 | 82.61% | 313.7 | 386.0923 | 501.92
| Pressure Transducer Spec. App, Explosion Proof | 1 | P000951TRM | D09510000VXTRVP | 761.6 | 4599 | 1701.63 | 55.24% | 1904 | 2343.3846 | 3046.4
Design Method Labels
| FM Approved for Data Processing Rooms (Engineered) | 0.1 | Z519889LBL | ZL1988900000000 | 5.23 | 58.5 | 21.645 | 75.84% | 13.075 | 16.0923 | 20.92
| FM Approved for Turbine and Machine Spaces | 0.1 | Z519890LBL | ZL1989000000000 | 5.23 | 58.5 | 21.645 | 75.84% | 13.075 | 16.0923 | 20.92
| FM Approved for Wet Benches | 0.1 | Z519891LBL | ZL1989100000000 | 5.23 | 58.5 | 21.645 | 75.84% | 13.075 | 16.0923 | 20.92
| FM Approved for Data Processing Rooms (Pre-Engineered) | 0.1 | Z521073LBL | ZL2107300000000 | 6.42 | 58.5 | 21.645 | 70.34% | 16.05 | 19.7538 | 25.68
| Performance Based Designs | 0.1 | Z519892LBL | ZL1989200000000 | 6.42 | 58.5 | 21.645 | 70.34% | 16.05 | 19.7538 | 25.68
Note: Each panel requires a design method label. Design method labels are sold separately.
Nitrogen Supply
Relief Valves
| Fluid to Zone Piping Relief Valve .85 Orifice 11/2” | 12 | S010951RLV | D09510014VXR000 | 288.17 | 0 | 0 | #DIV/0! | 720.425 | 886.6769 | 1152.68
| Fluid to Zone Piping Relief Valve 1.39 Orifice 2” | 12 | S020951RLV | D09510020VXRV00 | 369.04 | 6529 | 2415.73 | 84.72% | 922.6 | 1135.5077 | 1476.16
Cylinders
| Victaulic Vortex Nitrogen Cylinder, 80L, w/Valve, Filled | 320 | S000950A01 | D09500000VXS000 | 851.09 | 0 | 0 | #DIV/0! | 2127.725 | 2618.7385 | 3404.36
| Victaulic Vortex Nitrogen Cylinder, 49L, w/Valve, Filled | 134 | S000950A02 | D09500000VXSC0A | 341.67 | 6096.5 | 2255.705 | 84.85% | 854.175 | 1051.2923 | 1366.68
Discharge Hose Kits and Accessories
| 80L Cylinder Primary Pilot Kit | 5 | S0009500PP | D09500000VXPPK0 | 551.3426 | 0 | 0 | #DIV/0! | 1378.3565 | 1696.4388 | 2205.3704
| 80L Cylinder Secondary Kit, With Gauge | 2 | S0009500SP | D09500000VX00SP | 130.0367 | 0 | 0 | #DIV/0! | 325.0917 | 400.1129 | 520.1468
| 80L Cylinder Secondary Pilot Kit, With Gauge and Pressure Switch | 2 | S000950PSP | D09500000VXSPPG | 136.3425 | 6391.5 | 2364.855 | 94.23% | 340.8562 | 419.5154 | 545.37
| 49L CYLINDER PRIMARY PILOT KIT | 5 | S4909500PP | D095000000VX4P0 | 550.49 | 1513 | 559.81 | 1.665% | 1376.225 | 1693.8154 | 2201.96
| 49L CYLINDER SECONDARY KIT WITH GAUGE | 2 | S4909500SP | #N/A | 133.22 | 2355.5 | 871.535 | 84.71% | 333.05 | 409.9077 | 532.88
| 1/4” Pilot Hose, 700 MM, for joining rows in double stacked racks | 1 | S000950P70 | D09500004VXSPH0 | 8.3373 | 149.5 | 55.315 | 84.93% | 20.8433 | 25.6532 | 33.3492
| 1/4” Pilot Hose, 500 MM, for joining adjacent racks | 1 | S000950P50 | D09500002VXPH00 | 6.9395 | 126.5 | 46.805 | 85.17% | 17.3487 | 21.3523 | 27.758
| Vortex Single Cylinder Refill Adapter, CGA-580 Inlet | 1 | S002950000 | D09500000VXT0A5 | 48.1468 | 757 | 280.09 | 82.81% | 120.367 | 148.144 | 192.5872
| Vortex Single Cylinder Refill Adapter, CGA-677 Inlet | 1 | S002950401 | D0950000VXTA00A | 89.8868 | 757 | 280.09 | 67.91% | 224.717 | 276.5748 | 359.5472
| In Place Bulk Cylinder Refill Kit, 1” NPT Inlet | 20 | S000950015 | D09500000VX0MFA | 768.69 | 6458.5 | 2389.645 | 67.83% | 1921.725 | 2365.2 | 3074.76
Bulk Nitrogen Supply
| 24’ Bulk Gas Service ASME Tube |  |  | #N/A |  | POA |  |  | 0 | 0 | 0
| 38’ Bulk Gas Service ASME Tube |  |  | #N/A |  | POA |  |  | 0 | 0 | 0
| 2” Electrically Actuated Ball Valves, 24VDC, 75% Duty Cycle |  |  | #N/A |  | POA |  |  | 0 | 0 | 0
Manifolds
| 1 to 4 Cylinder Manifold, (2x2), includes 1 high pressure plug | 5 | S00M950PP4 | D09500000VXSM42 | 271.5087 | 1916 | 708.92 | 61.7% | 678.7718 | 835.4115 | 1086.0349
| 5 to 8 Cylinder Manifold, (4x2), includes 1 high pressure plug | 15 | S00M950PP8 | D09500000VXSM84 | 373.7892 | 2842.5 | 1051.725 | 64.46% | 934.473 | 1150.1207 | 1495.1569
| 9 to 12 Cylinder Manifold, (6x2), includes 1 high pressure plug | 50 | S00M95PP12 | D09500000VXSM16 | 466.2142 | 3260.5 | 1206.385 | 61.35% | 1165.5354 | 1434.5051 | 1864.8567
Isolation Ball Valve Kits
| 1” Manifold Isolation Ball Valve Assembly Kit | 12 | S000950010 | D09500010VX0MIB | 227.197 | 3399.5 | 1257.815 | 81.94% | 567.9925 | 699.0677 | 908.788
| 1.5” Manifold Isolation Ball Valve Assembly Kit | 15 | S014950121 | D09500014VXKMIB | 404.067 | 4186.5 | 1549.005 | 73.91% | 1010.1675 | 1243.2831 | 1616.268
Pressure Switches
| 1/2" Low Pressure Nitrogen Pressure Switch, Adjustable 10-100 psi | 1.2 | S000760044 | D07600000EASPSD | 65.25 | 482.5 | 178.525 | 63.45% | 163.125 | 200.7692 | 261
Cylinder Racks - Assembly Required
Cylinder Racks - FM Approved
New | 80L
New | Cylinder Storage Rack, 80L, Structural, Red Painted (1 to 4 cylinders) | 50 | K800950004 | D09500000VX8WM2 | 731.96 | 5374.5 | 1988.565 | 63.19% | 1829.9 | 2252.1846 | 2927.84
New | Cylinder Storage Rack, 80L, Structural, Red Painted (5 to 8 cylinders) | 60 | K800950008 | D09500000VX8WM4 | 917.25 | 7471.5 | 2764.455 | 66.82% | 2293.125 | 2822.3077 | 3669
| Cylinder Storage Rack, 80L, Structural, Red Painted (9 to 12 cylinders) | 70 | K800950012 | D09500000VX8WM1 | 1127.6 | 9143 | 3382.91 | 66.67% | 2819 | 3469.5385 | 4510.4
Cylinder Restraint Kits
80L
| Cylinder Restraint Kits (1 to 4 cylinders ) |  | K010950055 | K09500010VXCRST | 124.9 | 844 | 312.28 | 60% | 312.25 | 384.3077 | 499.6
| Cylinder Restraint Kits (5 to 8 cylinders) |  | K050950055 | K09500050VXCRST | 234.8 | 1586.5 | 587.005 | 60% | 587 | 722.4615 | 939.2
| Cylinder Restraint Kits (9 to 12 cylinders) |  | K090950055 | K09500090VXCRST | 334.85 | 2262.5 | 837.125 | 60% | 837.125 | 1030.3077 | 1339.4
Water Supply
| Water Tank Regulator w/ ¹⁄₂” x 36” Hose | 7 | P000950065 | D09500002VX00RM | 270.543 | 2091.5 | 773.855 | 65.04% | 676.3575 | 832.44 | 1082.172
| High-Capacity Water Tank Regulator w/ 1/2" x 36" Hose | 9 | S000950HCW | D09500004VXHAWT | 702.6577 | 5163.5 | 1910.495 | 63.22% | 1756.6443 | 2162.0238 | 2810.6309
| Water Tank Regulator Tamper Resistant Kit | 0.1 | K000950WTR | K09500000VXWTRR | 37.2049 | 309.5 | 114.515 | 67.51% | 93.0122 | 114.4766 | 148.8196
| 10 Gallon Water Tank, Red, w/ Trim, ASME and FM approved | 52 | S100950140 | D09500010VXWTW0 | 1470.2704 | 11534 | 4267.58 | 65.55% | 3675.6761 | 4523.909 | 5881.0817
| 30 Gallon Water Tank, Red, w/ Trim, ASME and FM approved | 105 | S300950140 | D09500030VXWTW0 | 1638.2704 | 13148 | 4864.76 | 66.32% | 4095.6761 | 5040.8321 | 6553.0817
| 30 Gallon Water Tank, Red, w/ Trim, ASME, CE and FM approved | 144 | S300950141 | D09500030VXWTWC | 9356.4279 | 63219.5 | 23391.215 | 60% | 23391.0698 | 28789.009 | 37425.7117
| 60 Gallon Water Tank, Red, w/ Trim, ASME and FM approved | 189 | S600950140 | D09500060VXWTW0 | 2249.2704 | 16067.5 | 5944.975 | 62.17% | 5623.176 | 6920.8321 | 8997.0817
| 80 Gallon Water Tank, Red, w/ Trim, ASME and FM approved | 249 | S800950140 | D09500080VXWTW0 | 2427.2704 | 19201 | 7104.37 | 65.83% | 6068.176 | 7468.5244 | 9709.0817
| 120 Gallon Water Tank, Red, w/ Trim, ASME and FM approved | 353 | S120950140 | D09501200VXWTW0 | 2477.1738 | 21797 | 8064.89 | 69.28% | 6192.9344 | 7622.0731 | 9908.695
| 200 Gallon Water Tank, Red, w/ Trim, ASME and FM approved | 640 | S200950140 | D09502000VXWTW0 | 2332.1738 | 24025 | 8889.25 | 73.76% | 5830.4344 | 7175.9193 | 9328.695
| 400 Gallon Water Tank, Red, w/ Trim, ASME and FM approved | 1072 | S400950140 | D09504000VXWTW0 | 5046.1738 | 32068.5 | 11865.345 | 57.47% | 12615.4344 | 15526.6885 | 20184.695
| Series 728 FireLock™ Ball Valve – 1” Threaded | 5.1 | V010728CT0 | V07280010DP3B00 | 44.58 | 597.5 | 221.075 | 79.83% | 111.45 | 137.1692 | 178.32
*Please note a Series 728 water ball valve must be ordered for each water tank
| 1/2" Normally Closed Supervised Drain Valve, 24 VDC | 1.5 | S004N69106 | V769N0004SE0200 | 142.43 | 1874 | 693.38 | 79.46% | 356.075 | 438.2462 | 569.72
| 1/2 MNPT x 36” Stainless Steel Hose for Water Tank Regulator | 0.4 | P004950010 | P09500004ZZ0WTR | 83 | 870 | 321.9 | 74.22% | 207.5 | 255.3846 | 332
System Warning Signs
| Inside Zone Alarm Vacating Placard | 0.1 | Z000950011 | ZL0552200000000 | 2.72 | 101.5 | 37.555 | 92.76% | 6.8 | 8.3692 | 10.88
| Zone External Low Oxygen Condition Placard | 0.1 | Z000950012 | ZL0552300000000 | 4.42 | 101.5 | 37.555 | 88.23% | 11.05 | 13.6 | 17.68
| Inside Zone Warning Label, Vortex Systems | 0.1 | Z111278LBL | ZL1127800000000 | 12.6 | 101.5 | 37.555 | 66.45% | 31.5 | 38.7692 | 50.4
| Outside Zone Warning Label, Vortex Systems | 0.1 | Z111277LBL | ZL1127700000000 | 12.6 | 55 | 20.35 | 38.08% | 31.5 | 38.7692 | 50.4
| Manual Pull Station Placard | 0.1 | Z000950004 | ZL0497600000000 | 5.28 | 55 | 20.35 | 74.05% | 13.2 | 16.2462 | 21.12
| Rack Placard | 0.1 | Z000950030 | ZL0663600000000 | 21.8 | 147.5 | 54.575 | 60.05% | 54.5 | 67.0769 | 87.2
| Victaulic Vortex System Information Label | 0.1 | Z519277LBL | ZL1927700000000 | 12.6 | 55 | 20.35 | 38.08% | 31.5 | 38.7692 | 50.4
| Victaulic Vortex 500 System Information Label | 0.1 | Z517131LBL | ZL1713100000000 | 12.6 | 55 | 20.35 | 38.08% | 31.5 | 38.7692 | 50.4
Spare Parts
| Emitter Cap, 1/4-1/2”,Standard Style Emitter, orange | 0.5 | P002953260 | D09530002VXC0OP | 0.695 | 32 | 11.84 | 94.13% | 1.7375 | 2.1385 | 2.78
| Emitter Cap, Escutcheon Style Emitter, orange | 0.1 | P006953522 | D09530002VXE0BP | 0.7075 | 32 | 11.84 | 94.02% | 1.7688 | 2.1769 | 2.83
| Emitter Cap, 5/8” Standard Style Emitter, orange | 0.5 | P006953560 | D09530000VXC0OP | 0.8 | 32 | 11.84 | 93.24% | 2 | 2.4615 | 3.2
| O-ring Kit, primary/ secondary | 1 | K000950KIT | K09500000VXPK00 | 8.1505 | 184 | 68.08 | 88.03% | 20.3763 | 25.0786 | 32.6021
| Discharge Hose, 49L/50L, rt angle, 22.25” OAL | 1 | P000955B29 | D09550004VX40DH | 28.98 | 526 | 194.62 | 85.11% | 72.45 | 89.1692 | 115.92
| Discharge Hose, DOT 80L, rt angle, 13.5” OAL | 1 | P000955A29 | D09550080VX8DH0 | 25.795 | 483 | 178.71 | 85.57% | 64.4875 | 79.3692 | 103.18
| Discharge Hose Check Valve | 1 | S000950BA1 | D09500006VXSICV | 13.8708 | 316 | 116.92 | 88.14% | 34.677 | 42.6794 | 55.4832
| 1/4” Pilot Hose, 300 mm, for adjacent cylinders | 1 | S000950P32 | D09500002VXSSP0 | 5.1224 | 107.5 | 39.775 | 87.12% | 12.806 | 15.7612 | 20.4896
| 1/4” Pilot Hose, 450 mm, right angle, for primary | 1 | S000950B08 | D09500006VXSPH9 | 7.43 | 160 | 59.2 | 87.45% | 18.575 | 22.8615 | 29.72
| Pilot Line Tee Nipple, 1/4” BSPP | 1 | S000950BA2 | D09500002VXSICV | 4.69 | 88 | 32.56 | 85.6% | 11.725 | 14.4308 | 18.76
| Bleed Valve, 1/4” End of Pilot Line, with Crush Washer | 1 | S000950BA4 | D095000002VXSBV | 17.98 | 420.5 | 155.585 | 88.44% | 44.95 | 55.3231 | 71.92
| Copper Crush Washer for Bleed Valve | 0.1 | P000950018 | P0950000000CW00 | 1.11 | 20 | 7.4 | 85% | 2.775 | 3.4154 | 4.44
| Copper Crush Washer For Vortex Primary/Secondary Gauge | 0.1 | P000950001 | K09500000VXRCCW | 0.585 | 10.5 | 3.885 | 84.94% | 1.4625 | 1.8 | 2.34
| Primary Solenoid Release Assembly | 5 | S000950B22 | D0950000VXPMO0A | 402.99 | 5407.5 | 2000.775 | 79.86% | 1007.475 | 1239.9692 | 1611.96
| Snubber Assembly, with Crush Washer | 1 | P000955035 | D09500002VXSWCS | 67.1835 | 252.5 | 93.425 | 28.09% | 167.9587 | 206.7185 | 268.734
| Copper Crush Washer for Snubber Assembly | 0.1 | P000950034 | D09500000VXSWCS | 4.75 | 25.5 | 9.435 | 49.66% | 11.875 | 14.6154 | 19
| Secondary Gauge Assembly | 1 | S000950B03 | D09500000VXSSAG | 76.2117 | 732 | 270.84 | 71.86% | 190.5292 | 234.4975 | 304.8468
| Secondary Gauge Assembly, w/ pressure switch | 1.5 | P000951135 | D09500000VXPIAG | 82.5175 | 1566.5 | 579.605 | 85.76% | 206.2937 | 253.9 | 330.07
| Replacement Fuse for PCB Board, 4AMP | 0.1 | P000951RFP | D09510000VXRF40 | 0.26 | 6.5 | 2.405 | 89.19% | 0.65 | 0.8 | 1.04
| 12V 12 Ah Replacement Battery for Power Supply (2 required) | 5 | P000950017 | D09500000VXB122 | 35.96 | 547.5 | 202.575 | 82.25% | 89.9 | 110.6462 | 143.84
| Replacement Pal Nut for Primary Solenoid Release Assembly | 0.1 | P000950PAL | P09500000RPPPAL | 0.824 | 6.5 | 2.405 | 65.74% | 2.06 | 2.5354 | 3.296
Power Supply and Battery Back Up
| 115VAC Battery Backup Power Supply w/ (2) 12 Ah batteries | 20 | S000950027 | D09500000VX0BDC | 405.04 | 5432 | 2009.84 | 79.85% | 1012.6 | 1246.2769 | 1620.16
| 220VAC Battery Backup Power Supply w/ (2) 12 Ah batteries | 50 | S000950220 | D09500220VX0BDC | 303.6568 | 5432 | 2009.84 | 84.89% | 759.142 | 934.3286 | 1214.6272
Engineering Site Support
| Site Support - First Day - Fee $3,000 | N/A | Code 7N | #N/A |  | 3000 | 3000 | 100% | 0 | 0 | 0
| Site Support - Additional Days - Fee $1,500 per day | N/A | Code 7N | #N/A |  | 1500 | 1500 | 100% | 0 | 0 | 0
Pre-Engineered Kits
| VORTEX PRE ENGINEERED ONE CYLINDER |  | S800950001 | D09500020VXCY00 | 5334.932
| VORTEX PRE ENGINEERED TWO CYLINDER |  | S800950002 | D09500020VXCY00 | 5333.24
| VORTEX PRE ENGINEERED THREE CYLINDER |  | S800950003 | D09500030VXCY00 | 5339.8853
| VORTEX PRE ENGINEERED FOUR CYLINDER |  | S800950004 | D09500040VXCY00 | 5338.1933
| VORTEX PRE ENGINEERED FIVE CYLINDER |  | S800950005 | D09500050VXCY00 | 5558.3598
| VORTEX PRE ENGINEERED SIX CYLINDER |  | S800950006 | D09500060VXCY00 | 5556.6678
| VORTEX PRE ENGINEERED SEVEN CYLINDER |  | S800950007 | D09500070VXCY00 | 5554.9758
| VORTEX PRE ENGINEERED EIGHT CYLINDER |  | S800950008 | D09500080VXCY00 | 5553.2836

## March 2025
Victaulic Vortex® System Product List Price Effective March 1st, 2025
United States
Multiplier:
| NOTE: Please add information to the cells shaded in | GREEN. |  |  |  | 0.37
| Option Style | Shipping Weight | Part Code | Cost (USD) | List Price (USD) | Extended Price | GM % | 60% Margin Sell | 67.5% Margin Sell | 75% Margin Sell
| Emitters | [6 empty] | 0.6 | 0.675 | 0.75
1/8" Emitters
| 1/8” Emitter, 954 cavity foil, standard, PVDF, 3/8” FPT, 1/8” FPT | 1 | S003953105 | 195.71 | 2986.5 | 1105.005 | 82.29% | 489.275 | 602.1846 | 782.84
| 1/8” Emitter, 953 dome foil, standard, stainless, 3/8” FPT, 1/8” FPT | 1 | S00195310X | 171.534 | 2874.5 | 1063.565 | 83.87% | 428.835 | 527.7969 | 686.136
1/4" Emitters
| 1/4” Emitter, 953 dome foil, standard, stainless, 3/4” MPT, 1/4” FPT | 1 | S002953X02 | 160.1174 | 3333 | 1233.21 | 87.02% | 400.2935 | 492.6689 | 640.4696
| 1/4” Emitter, 954 cavity foil, standard, PVDF, 3/8” FPT, 1/8” FPT | 1 | S003953170 | 241.4136 | 2985.5 | 1104.635 | 78.15% | 603.534 | 742.8111 | 965.6544
3/8" Emitters
| 3/8” Emitter, 953 dome foil, escutcheon, stainless, 3/4” FPT, 1/4” FPT | 1 | S003953032 | 52.3201 | 1332.5 | 493.025 | 89.39% | 130.8002 | 160.9849 | 209.2804
| 3/8” Emitter, 953 dome foil, standard, stainless, 3/4” FPT, 1/4” FPT | 1 | S003953034 | 34.5438 | 1262.5 | 467.125 | 92.61% | 86.3595 | 106.2886 | 138.1752
| 3/8” Emitter, 954 cavity foil, escutcheon, stainless, 3/4” FPT, 1/4” FPT | 1 | S003953031 | 51.8542 | 1332.5 | 493.025 | 89.48% | 129.6356 | 159.5515 | 207.417
| 3/8” Emitter, 954 cavity foil, standard, stainless, 3/4” FPT, 1/4” FPT | 1 | S003953033 | 34.0779 | 1262.5 | 467.125 | 92.7% | 85.1948 | 104.8552 | 136.3118
1/2" Emitters
| 1/2” Emitter, 953 dome foil, standard, brass, 3/4” MPT, 1/4” FPT | 1 | S006953400 | 102.3487 | 1262.5 | 467.125 | 78.09% | 255.8716 | 314.919 | 409.3946
| 1/2” Emitter, 953 dome foil, standard, PVDF, 3/4” MPT, 1/4” FPT | 1 | S006953406 | 230.5925 | 2345 | 867.65 | 73.42% | 576.4812 | 709.5154 | 922.37
| 1/2” Emitter, 953 dome foil, escutcheon, stainless, 3/4” FPT, 1/4” FPT | 1 | S004953511 | 60.22 | 1332.5 | 493.025 | 87.79% | 150.55 | 185.2923 | 240.88
| 1/2” Emitter, 953 dome foil, standard, stainless, 3/4” FPT, 1/4” FPT | 1 | S004953513 | 35.2038 | 1759 | 650.83 | 94.59% | 88.0095 | 108.3194 | 140.8152
5/8" Emitters
| 5/8” Emitter, 954 cavity foil, standard, PVDF, 3/4” FPT, 1/4" FPT | 1 | S006953503 | 193.3368 | 2986.5 | 1105.005 | 82.5% | 483.342 | 594.8825 | 773.3472
| 5/8” Emitter, 954 cavity foil, escutcheon, stainless, 3/4” FPT, 1/4” FPT | 1 | S006953512 | 50.4801 | 1332.5 | 493.025 | 89.76% | 126.2002 | 155.3234 | 201.9204
| 5/8” Emitter, 954 cavity foil, standard, stainless, 3/4” FPT, 1/4” FPT | 1 | S006953514 | 32.7038 | 1262.5 | 467.125 | 93% | 81.7595 | 100.6271 | 130.8152
1" Emitters
| 1” Emitter, 953/954 dome foil, escutcheon, stainless, 1” FPT, 1/8” FPT | 1 | S010953511 | 68.4904 | 2316.5 | 857.105 | 92.01% | 171.226 | 210.7397 | 273.9616
Water Flow Kits (Strainer, Flow Cartridge, Emitter Trim Kit)
| Water Flow Cartridge Kit, .13 GPM, Brass, 3/4” NPT | 1 | K000953013 | 103.42 | 1310 | 484.7 | 78.66% | 258.55 | 318.2154 | 413.68
| Water Flow Cartridge Kit, .13 GPM, Stainless, 3/4” NPT | 1 | K000953X13 | 133.39 | 1556.5 | 575.905 | 76.84% | 333.475 | 410.4308 | 533.56
| Water Flow Cartridge Kit, .26 GPM, Brass, 3/4” NPT | 1 | K000953026 | 109.44 | 1310 | 484.7 | 77.42% | 273.6 | 336.7385 | 437.76
| Water Flow Cartridge Kit, .26 GPM, Stainless, 3/4” NPT | 1 | K000953X26 | 133.39 | 1556.5 | 575.905 | 76.84% | 333.475 | 410.4308 | 533.56
| Water Flow Cartridge Kit, .53 GPM, Brass, 3/4” NPT | 1 | K000953053 | 103.42 | 1310 | 484.7 | 78.66% | 258.55 | 318.2154 | 413.68
| Water Flow Cartridge Kit, .53 GPM, Stainless, 3/4” NPT | 1 | K000953X53 | 135.51 | 1556.5 | 575.905 | 76.47% | 338.775 | 416.9538 | 542.04
| Water Flow Cartridge Kit, .79 GPM, Brass, 3/4” NPT | 1 | K000953079 | 103.42 | 1310 | 484.7 | 78.66% | 258.55 | 318.2154 | 413.68
| Water Flow Cartridge Kit, .79 GPM, Stainless, 3/4” NPT | 1 | K000953X79 | 135.51 | 1556.5 | 575.905 | 76.47% | 338.775 | 416.9538 | 542.04
| Water Flow Cartridge Kit, 1.06 GPM, Brass, 3/4” NPT | 1 | K000953106 | 103.42 | 1310 | 484.7 | 78.66% | 258.55 | 318.2154 | 413.68
| Water Flow Cartridge Kit, 1.06 GPM, Stainless, 3/4” NPT | 1 | K000953X06 | 135.51 | 1556.5 | 575.905 | 76.47% | 338.775 | 416.9538 | 542.04
| Water Flow Cartridge Kit, 1.59 GPM, Brass, 3/4” NPT | 1 | K000953153 | 114.8635 | 1310 | 484.7 | 76.3% | 287.1587 | 353.4262 | 459.454
| Water Flow Cartridge Kit, 1.59 GPM, Stainless, 3/4” NPT | 1 | K00095315X | 148.8035 | 1556.5 | 575.905 | 74.16% | 372.0088 | 457.8569 | 595.214
| Water Flow Cartridge Kit, 2.11 GPM, Brass, 3/4” NPT | 1 | K000953211 | 114.8635 | 1310 | 484.7 | 76.3% | 287.1587 | 353.4262 | 459.454
| Water Flow Cartridge Kit, 2.11 GPM, Stainless, 3/4” NPT | 1 | K000953X11 | 148.8035 | 1556.5 | 575.905 | 74.16% | 372.0088 | 457.8569 | 595.214
| Water Flow Cartridge Kit, 4.23 GPM, Brass, 3/4” NPT | 1 | K000953423 | 114.8635 | 1310 | 484.7 | 76.3% | 287.1587 | 353.4262 | 459.454
| Water Flow Cartridge Kit, 4.23 GPM, Stainless, 3/4” NPT | 1 | K000953X23 | 148.8035 | 1556.5 | 575.905 | 74.16% | 372.0088 | 457.8569 | 595.214
Components
| 1/4" MNPT x 7/16-20 Male JIC Straight adapter, brass | 0.1 | PAY7000C01 | 4.26 | 24 | 8.88 | 52.03% | 10.65 | 13.1077 | 17.04
| 7/16-20 Female JIC x 31” PTFE lined braided stainless hose, 1/4” ID | 0.4 | P310955228 | 67.5127 | 397 | 146.89 | 54.04% | 168.7817 | 207.7314 | 270.0508
| 7/16-20 Female JIC x 36” PTFE lined braided stainless hose, 1/4” ID | 0.4 | P360955228 | 76.17 | 597 | 220.89 | 65.52% | 190.425 | 234.3692 | 304.68
| 7/16-20 Female JIC x 48” PTFE lined braided stainless hose, 1/4” ID | 1 | P480955228 | 107.544 | 694 | 256.78 | 58.12% | 268.86 | 330.9046 | 430.176
| 1/4" MNPT x 7/16-20 Male JIC 90 degree adapter, brass | 0.1 | PAY0955001 | 1.13 | 9.5 | 3.515 | 67.85% | 2.825 | 3.4769 | 4.52
| 1/4" NPT x 3/8" OD compression, 90 degree adapter, brass | 0.1 | SY45953001 | 2.92 | 24 | 8.88 | 67.12% | 7.3 | 8.9846 | 11.68
| 1/4" NPT x 3/8" OD compression, straight adapter, brass | 0.1 | SY45953002 | 2.19 | 18.5 | 6.845 | 68.01% | 5.475 | 6.7385 | 8.76
Vortex Panels
Combination Panels
1"
| 1” 951 Combination Panel, Dry Contact, Ball Valve | 170 | S010951DRY | 3997.8518 | 45814 | 16951.18 | 76.42% | 9994.6294 | 12301.0824 | 15991.4071
| 1” 951 Combination Panel, Active Release, Ball Valve | 170 | S010951ACT | 4014.89 | 46009 | 17023.33 | 76.42% | 10037.225 | 12353.5077 | 16059.56
1.5"
| 1.5” 951 Combination Panel, Dry Contact, Ball Valve | 180 | S014951DRY | 4207.94 | 48221 | 17841.77 | 76.42% | 10519.85 | 12947.5077 | 16831.76
| 1.5” 951 Combination Panel, Active Release, Ball Valve | 180 | S014951ACT | 4208.44 | 48227 | 17843.99 | 76.42% | 10521.1 | 12949.0462 | 16833.76
* Please note each Combination Panels requires a pressure transducer to be ordered separately. Reference spare parts section for pressure transducer selection.
Fluid Panels
1"
| 1” 951 Fluid Panel, Dry Contact | 130 | S010951F00 | 2813.51 | 32241.5 | 11929.355 | 76.42% | 7033.775 | 8656.9538 | 11254.04
| 1” 951 Fluid Panel, Active Release | 130 | S010951FA0 | 3016.09 | 34563 | 12788.31 | 76.42% | 7540.225 | 9280.2769 | 12064.36
1.5"
| 1.5” 951 Fluid Panel, Dry Contact | 140 | S014951F00 | 3007.06 | 34460 | 12750.2 | 76.42% | 7517.65 | 9252.4923 | 12028.24
| 1.5” 951 Fluid Panel, Active Release | 140 | S014951FA0 | 3105.65 | 35589.5 | 13168.115 | 76.42% | 7764.125 | 9555.8462 | 12422.6
*Please note that each Fluid Panel requires a pressure transducer to be ordered separately. Reference spare parts section for pressure transducer selection.
Zone Panels
1.5"
| 1.5” 951 Zone Panel, Dry Contact, Ball Valve | 150 | S01495110A | 2114.93 | 24236.5 | 8967.505 | 76.42% | 5287.325 | 6507.4769 | 8459.72
2"
| 2” 951 Zone Panel, Dry Contact, Ball Valve | 150 | S02095110A | 2433.5 | 27887.5 | 10318.375 | 76.42% | 6083.75 | 7487.6923 | 9734
Pressure Transducers
| Pressure Transducer, Standard, 0-100 psi | 1 | P000951134 | 125.48 | 1950.5 | 721.685 | 82.61% | 313.7 | 386.0923 | 501.92
| Pressure Transducer Spec. App, Explosion Proof | 1 | P000951TRM | 761.6 | 4599 | 1701.63 | 55.24% | 1904 | 2343.3846 | 3046.4
Design Method Labels
| FM Approved for Data Processing Rooms (Engineered) | 0.1 | Z519889LBL | 5.23 | 58.5 | 21.645 | 75.84% | 13.075 | 16.0923 | 20.92
| FM Approved for Turbine and Machine Spaces | 0.1 | Z519890LBL | 5.23 | 58.5 | 21.645 | 75.84% | 13.075 | 16.0923 | 20.92
| FM Approved for Wet Benches | 0.1 | Z519891LBL | 5.23 | 58.5 | 21.645 | 75.84% | 13.075 | 16.0923 | 20.92
NEW | FM Approved for Data Processing Rooms (Pre-Engineered) | 0.1 | Z521073LBL | 6.42 | 58.5 | 21.645 | 70.34% | 16.05 | 19.7538 | 25.68
| Performance Based Designs | 0.1 | Z519892LBL | 6.42 | 58.5 | 21.645 | 70.34% | 16.05 | 19.7538 | 25.68
Note: Each panel requires a design method label. Design method labels are sold separately.
Nitrogen Supply
Relief Valves
| Fluid to Zone Piping Relief Valve .85 Orifice 11/2” | 12 | S010951RLV | 288.17 | 6529 | 2415.73 | 88.07% | 720.425 | 886.6769 | 1152.68
| Fluid to Zone Piping Relief Valve 1.39 Orifice 2” | 12 | S020951RLV | 369.04 | 6728.5 | 2489.545 | 85.18% | 922.6 | 1135.5077 | 1476.16
Cylinders
| Victaulic Vortex Nitrogen Cylinder, 80L, w/Valve, Filled | 320 | S000950A01 | 851.09 | 6096.5 | 2255.705 | 62.27% | 2127.725 | 2618.7385 | 3404.36
| Victaulic Vortex Nitrogen Cylinder, 49L, w/Valve, Filled | 134 | S000950A02 | 341.67 | 2447.5 | 905.575 | 62.27% | 854.175 | 1051.2923 | 1366.68
Discharge Hose Kits and Accessories
| 80L Cylinder Primary Pilot Kit | 5 | S0009500PP | 551.3426 | 6775 | 2506.75 | 78.01% | 1378.3565 | 1696.4388 | 2205.3704
| 80L Cylinder Secondary Kit, With Gauge | 2 | S0009500SP | 130.0367 | 1604 | 593.48 | 78.09% | 325.0917 | 400.1129 | 520.1468
| 80L Cylinder Secondary Pilot Kit, With Gauge and Pressure Switch | 2 | S000950PSP | 136.3425 | 2497 | 923.89 | 85.24% | 340.8562 | 419.5154 | 545.37
NEW | 49L CYLINDER PRIMARY PILOT KIT | 5 | S4909500PP | 550.49 | 3154.5 | 1167.165 | 52.84% | 1376.225 | 1693.8154 | 2201.96
NEW | 49L CYLINDER SECONDARY KIT WITH GAUGE | 2 | S4909500SP | 133.22 | 763.5 | 282.495 | 52.84% | 333.05 | 409.9077 | 532.88
| 1/4” Pilot Hose, 700 MM, for joining rows in double stacked racks | 1 | S000950P70 | 8.3373 | 158.5 | 58.645 | 85.78% | 20.8433 | 25.6532 | 33.3492
| 1/4” Pilot Hose, 500 MM, for joining adjacent racks | 1 | S000950P50 | 6.9395 | 134.5 | 49.765 | 86.06% | 17.3487 | 21.3523 | 27.758
| Vortex Single Cylinder Refill Adapter, CGA-580 Inlet | 1 | S002950000 | 48.1468 | 802.5 | 296.925 | 83.78% | 120.367 | 148.144 | 192.5872
| Vortex Single Cylinder Refill Adapter, CGA-677 Inlet | 1 | S002950401 | 89.8868 | 802.5 | 296.925 | 69.73% | 224.717 | 276.5748 | 359.5472
| In Place Bulk Cylinder Refill Kit, 1” NPT Inlet | 20 | S000950015 | 768.69 | 6846.5 | 2533.205 | 69.66% | 1921.725 | 2365.2 | 3074.76
Bulk Nitrogen Supply
| 24’ Bulk Gas Service ASME Tube |  |  |  | POA |  |  | 0 | 0 | 0
| 38’ Bulk Gas Service ASME Tube |  |  |  | POA |  |  | 0 | 0 | 0
| 2” Electrically Actuated Ball Valves, 24VDC, 75% Duty Cycle |  |  |  | POA |  |  | 0 | 0 | 0
Manifolds
| 1 to 4 Cylinder Manifold, (2x2), includes 1 high pressure plug | 5 | S00M950PP4 | 271.5087 | 2031 | 751.47 | 63.87% | 678.7718 | 835.4115 | 1086.0349
| 5 to 8 Cylinder Manifold, (4x2), includes 1 high pressure plug | 15 | S00M950PP8 | 373.7892 | 3013.5 | 1114.995 | 66.48% | 934.473 | 1150.1207 | 1495.1569
| 9 to 12 Cylinder Manifold, (6x2), includes 1 high pressure plug | 50 | S00M95PP12 | 466.2142 | 3456.5 | 1278.905 | 63.55% | 1165.5354 | 1434.5051 | 1864.8567
Isolation Ball Valve Kits
| 1” Manifold Isolation Ball Valve Assembly Kit | 12 | S000950010 | 227.197 | 3603.5 | 1333.295 | 82.96% | 567.9925 | 699.0677 | 908.788
| 1.5” Manifold Isolation Ball Valve Assembly Kit | 15 | S014950121 | 404.067 | 4438 | 1642.06 | 75.39% | 1010.1675 | 1243.2831 | 1616.268
Pressure Switches
| 1/2" Low Pressure Nitrogen Pressure Switch, Adjustable 10-100 psi | 1.2 | S000760044 | 65.25 | 511.5 | 189.255 | 65.52% | 163.125 | 200.7692 | 261
Cylinder Racks - Assembly Required
Cylinder Racks - FM Approved
80L
| Cylinder Storage Rack, 80L, Structural, Red Painted (1 to 4 cylinders) | 50 | K800950004 | 731.96 | 5697 | 2107.89 | 65.28% | 1829.9 | 2252.1846 | 2927.84
| Cylinder Storage Rack, 80L, Structural, Red Painted (5 to 8 cylinders) | 60 | K800950008 | 917.25 | 7920 | 2930.4 | 68.7% | 2293.125 | 2822.3077 | 3669
| Cylinder Storage Rack, 80L, Structural, Red Painted (9 to 12 cylinders) | 70 | K800950012 | 1127.6 | 9692 | 3586.04 | 68.56% | 2819 | 3469.5385 | 4510.4
Cylinder Restraint Kits
80L
| Cylinder Restraint Kits (1 to 4 cylinders ) |  | K010950055 | 124.9 | 895 | 331.15 | 62.28% | 312.25 | 384.3077 | 499.6
| Cylinder Restraint Kits (5 to 8 cylinders) |  | K050950055 | 234.8 | 1682 | 622.34 | 62.27% | 587 | 722.4615 | 939.2
| Cylinder Restraint Kits (9 to 12 cylinders) |  | K090950055 | 334.85 | 2398.5 | 887.445 | 62.27% | 837.125 | 1030.3077 | 1339.4
Water Supply
| Water Tank Regulator w/ ¹⁄₂” x 36” Hose | 7 | P000950065 | 270.543 | 2217 | 820.29 | 67.02% | 676.3575 | 832.44 | 1082.172
| High-Capacity Water Tank Regulator w/ 1/2" x 36" Hose | 9 | S000950HCW | 702.6577 | 5473.5 | 2025.195 | 65.3% | 1756.6443 | 2162.0238 | 2810.6309
| Water Tank Regulator Tamper Resistant Kit | 0.1 | K000950WTR | 37.2049 | 328.5 | 121.545 | 69.39% | 93.0122 | 114.4766 | 148.8196
| 10 Gallon Water Tank, Red, w/ Trim, ASME and FM approved | 52 | S100950140 | 1470.2704 | 12226.5 | 4523.805 | 67.5% | 3675.6761 | 4523.909 | 5881.0817
| 30 Gallon Water Tank, Red, w/ Trim, ASME and FM approved | 105 | S300950140 | 1638.2704 | 13937 | 5156.69 | 68.23% | 4095.6761 | 5040.8321 | 6553.0817
| 30 Gallon Water Tank, Red, w/ Trim, ASME, CE and FM approved | 144 | S300950141 | 9356.4279 | 67013 | 24794.81 | 62.26% | 23391.0698 | 28789.009 | 37425.7117
| 60 Gallon Water Tank, Red, w/ Trim, ASME and FM approved | 189 | S600950140 | 2249.2704 | 17032 | 6301.84 | 64.31% | 5623.176 | 6920.8321 | 8997.0817
| 80 Gallon Water Tank, Red, w/ Trim, ASME and FM approved | 249 | S800950140 | 2427.2704 | 20353.5 | 7530.795 | 67.77% | 6068.176 | 7468.5244 | 9709.0817
| 120 Gallon Water Tank, Red, w/ Trim, ASME and FM approved | 353 | S120950140 | 2477.1738 | 23105 | 8548.85 | 71.02% | 6192.9344 | 7622.0731 | 9908.695
| 200 Gallon Water Tank, Red, w/ Trim, ASME and FM approved | 640 | S200950140 | 2332.1738 | 25466.5 | 9422.605 | 75.25% | 5830.4344 | 7175.9193 | 9328.695
| 400 Gallon Water Tank, Red, w/ Trim, ASME and FM approved | 1072 | S400950140 | 5046.1738 | 33993 | 12577.41 | 59.88% | 12615.4344 | 15526.6885 | 20184.695
| Series 728 FireLock™ Ball Valve – 1” Threaded | 5.1 | V010728CT0 | 44.58 | 633.5 | 234.395 | 80.98% | 111.45 | 137.1692 | 178.32
*Please note a Series 728 water ball valve must be ordered for each water tank
| 1/2" Normally Closed Supervised Drain Valve, 24 VDC | 1.5 | S004N69106 | 142.43 | 1986.5 | 735.005 | 80.62% | 356.075 | 438.2462 | 569.72
| 1/2 MNPT x 36” Stainless Steel Hose for Water Tank Regulator | 0.4 | P004950010 | 83 | 922.5 | 341.325 | 75.68% | 207.5 | 255.3846 | 332
System Warning Signs
| Inside Zone Alarm Vacating Placard | 0.1 | Z000950011 | 2.72 | 108 | 39.96 | 93.19% | 6.8 | 8.3692 | 10.88
| Zone External Low Oxygen Condition Placard | 0.1 | Z000950012 | 4.42 | 108 | 39.96 | 88.94% | 11.05 | 13.6 | 17.68
| Inside Zone Warning Label, Vortex Systems | 0.1 | Z111278LBL | 12.6 | 108 | 39.96 | 68.47% | 31.5 | 38.7692 | 50.4
| Outside Zone Warning Label, Vortex Systems | 0.1 | Z111277LBL | 12.6 | 58.5 | 21.645 | 41.79% | 31.5 | 38.7692 | 50.4
| Manual Pull Station Placard | 0.1 | Z000950004 | 5.28 | 58.5 | 21.645 | 75.61% | 13.2 | 16.2462 | 21.12
| Rack Placard | 0.1 | Z000950030 | 21.8 | 156.5 | 57.905 | 62.35% | 54.5 | 67.0769 | 87.2
| Victaulic Vortex System Information Label | 0.1 | Z519277LBL | 12.6 | 58.5 | 21.645 | 41.79% | 31.5 | 38.7692 | 50.4
| Victaulic Vortex 500 System Information Label | 0.1 | Z517131LBL | 12.6 | 58.5 | 21.645 | 41.79% | 31.5 | 38.7692 | 50.4
Spare Parts
| Emitter Cap, 1/4-1/2”,Standard Style Emitter, orange | 0.5 | P002953260 | 0.695 | 34 | 12.58 | 94.48% | 1.7375 | 2.1385 | 2.78
| Emitter Cap, Escutcheon Style Emitter, orange | 0.1 | P006953522 | 0.7075 | 34 | 12.58 | 94.38% | 1.7688 | 2.1769 | 2.83
| Emitter Cap, 5/8” Standard Style Emitter, orange | 0.5 | P006953560 | 0.8 | 34 | 12.58 | 93.64% | 2 | 2.4615 | 3.2
| O-ring Kit, primary/ secondary | 1 | K000950KIT | 8.1505 | 195.5 | 72.335 | 88.73% | 20.3763 | 25.0786 | 32.6021
| Discharge Hose, 49L/50L, rt angle, 22.25” OAL | 1 | P000955B29 | 28.98 | 558 | 206.46 | 85.96% | 72.45 | 89.1692 | 115.92
| Discharge Hose, DOT 80L, rt angle, 13.5” OAL | 1 | P000955A29 | 25.795 | 512 | 189.44 | 86.38% | 64.4875 | 79.3692 | 103.18
| Discharge Hose Check Valve | 1 | S000950BA1 | 13.8708 | 335 | 123.95 | 88.81% | 34.677 | 42.6794 | 55.4832
| 1/4” Pilot Hose, 300 mm, for adjacent cylinders | 1 | S000950P32 | 5.1224 | 114 | 42.18 | 87.86% | 12.806 | 15.7612 | 20.4896
| 1/4” Pilot Hose, 450 mm, right angle, for primary | 1 | S000950B08 | 7.43 | 170 | 62.9 | 88.19% | 18.575 | 22.8615 | 29.72
| Pilot Line Tee Nipple, 1/4” BSPP | 1 | S000950BA2 | 4.69 | 93.5 | 34.595 | 86.44% | 11.725 | 14.4308 | 18.76
| Bleed Valve, 1/4” End of Pilot Line, with Crush Washer | 1 | S000950BA4 | 17.98 | 446 | 165.02 | 89.1% | 44.95 | 55.3231 | 71.92
| Copper Crush Washer for Bleed Valve | 0.1 | P000950018 | 1.11 | 21.5 | 7.955 | 86.05% | 2.775 | 3.4154 | 4.44
| Copper Crush Washer For Vortex Primary/Secondary Gauge | 0.1 | P000950001 | 0.585 | 11.5 | 4.255 | 86.25% | 1.4625 | 1.8 | 2.34
| Primary Solenoid Release Assembly | 5 | S000950B22 | 402.99 | 5732 | 2120.84 | 81% | 1007.475 | 1239.9692 | 1611.96
| Snubber Assembly, with Crush Washer | 1 | P000955035 | 67.1835 | 268 | 99.16 | 32.25% | 167.9587 | 206.7185 | 268.734
| Copper Crush Washer for Snubber Assembly | 0.1 | P000950034 | 4.75 | 27.5 | 10.175 | 53.32% | 11.875 | 14.6154 | 19
| Secondary Gauge Assembly | 1 | S000950B03 | 76.2117 | 776 | 287.12 | 73.46% | 190.5292 | 234.4975 | 304.8468
| Secondary Gauge Assembly, w/ pressure switch | 1.5 | P000951135 | 82.5175 | 1660.5 | 614.385 | 86.57% | 206.2937 | 253.9 | 330.07
| Replacement Fuse for PCB Board, 4AMP | 0.1 | P000951RFP | 0.26 | 7 | 2.59 | 89.96% | 0.65 | 0.8 | 1.04
| 12V 12 Ah Replacement Battery for Power Supply (2 required) | 5 | P000950017 | 35.96 | 580.5 | 214.785 | 83.26% | 89.9 | 110.6462 | 143.84
| Replacement Pal Nut for Primary Solenoid Release Assembly | 0.1 | P000950PAL | 0.824 | 7 | 2.59 | 68.19% | 2.06 | 2.5354 | 3.296
Power Supply and Battery Back Up
| 115VAC Battery Backup Power Supply w/ (2) 12 Ah batteries | 20 | S000950027 | 405.04 | 5758 | 2130.46 | 80.99% | 1012.6 | 1246.2769 | 1620.16
| 220VAC Battery Backup Power Supply w/ (2) 12 Ah batteries | 50 | S000950220 | 303.6568 | 5758 | 2130.46 | 85.75% | 759.142 | 934.3286 | 1214.6272
Engineering Site Support
| Site Support - First Day - Fee $3,000 | N/A | Code 7N |  | 3000 | 3000 | 100% | 0 | 0 | 0
| Site Support - Additional Days - Fee $1,500 per day | N/A | Code 7N |  | 1500 | 1500 | 100% | 0 | 0 | 0
DO NOT PUBLISH BELOW
Pre-Engineered Kits
NEW | VORTEX PRE ENGINEERED ONE CYLINDER |  | S800950001 | 5334.932 | 28837.5 | 10669.875 | 50% | 13337.3301 | 16415.1755 | 21339.7282
NEW | VORTEX PRE ENGINEERED TWO CYLINDER |  | S800950002 | 5333.24 | 28828.5 | 10666.545 | 50% | 13333.1001 | 16409.9694 | 21332.9602
NEW | VORTEX PRE ENGINEERED THREE CYLINDER |  | S800950003 | 5339.8853 | 28864.5 | 10679.865 | 50% | 13349.7133 | 16430.4164 | 21359.5414
NEW | VORTEX PRE ENGINEERED FOUR CYLINDER |  | S800950004 | 5338.1933 | 28855.5 | 10676.535 | 50% | 13345.4833 | 16425.2103 | 21352.7734
NEW | VORTEX PRE ENGINEERED FIVE CYLINDER |  | S800950005 | 5558.3598 | 30045.5 | 11116.835 | 50% | 13895.8996 | 17102.6456 | 22233.4393
NEW | VORTEX PRE ENGINEERED SIX CYLINDER |  | S800950006 | 5556.6678 | 30036.5 | 11113.505 | 50% | 13891.6696 | 17097.4395 | 22226.6713
NEW | VORTEX PRE ENGINEERED SEVEN CYLINDER |  | S800950007 | 5554.9758 | 30027 | 11109.99 | 50% | 13887.4396 | 17092.2333 | 22219.9033
NEW | VORTEX PRE ENGINEERED EIGHT CYLINDER |  | S800950008 | 5553.2836 | 30018 | 11106.66 | 50% | 13883.209 | 17087.0265 | 22213.1344

## Updated
Victaulic Vortex® System Product List Price Effective May 2024
United States
Multiplier:
| NOTE: Please add information to the cells shaded in | GREEN. |  |  |  | 0.37
| Option Style | Shipping Weight | Part Code | Cost (USD) | List Price (USD) | Extended Price | GM % | 60% Margin Sell | 67.5% Margin Sell | 75% Margin Sell
| Emitters | [6 empty] | 0.6 | 0.675 | 0.75
1/8" Emitters
| 1/8” Emitter, 954 cavity foil, standard, PVDF, 3/8” FPT, 1/8” FPT | 1 | S003953105 | 195.71 | 2817 | 1042.29 | 81.22% | 489.275 | 602.1846 | 782.84
| 1/8” Emitter, 953 dome foil, standard, stainless, 3/8” FPT, 1/8” FPT | 1 | S00195310X | 171.534 | 2711.5 | 1003.255 | 82.9% | 428.835 | 527.7969 | 686.136
1/4" Emitters
| 1/4” Emitter, 953 dome foil, standard, stainless, 3/4” MPT, 1/4” FPT | 1 | S002953X02 | 160.1174 | 3144 | 1163.28 | 86.24% | 400.2935 | 492.6689 | 640.4696
| 1/4” Emitter, 954 cavity foil, standard, PVDF, 3/8” FPT, 1/8” FPT | 1 | S003953170 | 241.4136 | 2816.5 | 1042.105 | 76.83% | 603.534 | 742.8111 | 965.6544
3/8" Emitters
| 3/8” Emitter, 953 dome foil, escutcheon, stainless, 3/4” FPT, 1/4” FPT | 1 | S003953032 | 52.3201 | 1257 | 465.09 | 88.75% | 130.8002 | 160.9849 | 209.2804
| 3/8” Emitter, 953 dome foil, standard, stainless, 3/4” FPT, 1/4” FPT | 1 | S003953034 | 34.5438 | 1191 | 440.67 | 92.16% | 86.3595 | 106.2886 | 138.1752
| 3/8” Emitter, 954 cavity foil, escutcheon, stainless, 3/4” FPT, 1/4” FPT | 1 | S003953031 | 51.8542 | 1257 | 465.09 | 88.85% | 129.6356 | 159.5515 | 207.417
| 3/8” Emitter, 954 cavity foil, standard, stainless, 3/4” FPT, 1/4” FPT | 1 | S003953033 | 34.0779 | 1191 | 440.67 | 92.27% | 85.1948 | 104.8552 | 136.3118
1/2" Emitters
| 1/2” Emitter, 953 dome foil, standard, brass, 3/4” MPT, 1/4” FPT | 1 | S006953400 | 102.3487 | 1191 | 440.67 | 76.77% | 255.8716 | 314.919 | 409.3946
| 1/2” Emitter, 953 dome foil, standard, PVDF, 3/4” MPT, 1/4” FPT | 1 | S006953406 | 230.5925 | 2212 | 818.44 | 71.83% | 576.4812 | 709.5154 | 922.37
| 1/2” Emitter, 953 dome foil, escutcheon, stainless, 3/4” FPT, 1/4” FPT | 1 | S004953511 | 60.22 | 1257 | 465.09 | 87.05% | 150.55 | 185.2923 | 240.88
| 1/2” Emitter, 953 dome foil, standard, stainless, 3/4” FPT, 1/4” FPT | 1 | S004953513 | 35.2038 | 1659 | 613.83 | 94.26% | 88.0095 | 108.3194 | 140.8152
5/8" Emitters
| 5/8” Emitter, 954 cavity foil, standard, PVDF, 3/4” FPT, 1/4" FPT | 1 | S006953503 | 193.3368 | 2817 | 1042.29 | 81.45% | 483.342 | 594.8825 | 773.3472
| 5/8” Emitter, 954 cavity foil, escutcheon, stainless, 3/4” FPT, 1/4” FPT | 1 | S006953512 | 50.4801 | 1257 | 465.09 | 89.15% | 126.2002 | 155.3234 | 201.9204
| 5/8” Emitter, 954 cavity foil, standard, stainless, 3/4” FPT, 1/4” FPT | 1 | S006953514 | 32.7038 | 1191 | 440.67 | 92.58% | 81.7595 | 100.6271 | 130.8152
1" Emitters
| 1” Emitter, 953/954 dome foil, escutcheon, stainless, 1” FPT, 1/8” FPT | 1 | S010953511 | 68.4904 | 2185 | 808.45 | 91.53% | 171.226 | 210.7397 | 273.9616
Water Flow Kits (Strainer, Flow Cartridge, Emitter Trim Kit)
| Water Flow Cartridge Kit, .13 GPM, Brass, 3/4” NPT | 1 | K000953013 | 103.42 | 1235.5 | 457.135 | 77.38% | 258.55 | 318.2154 | 413.68
| Water Flow Cartridge Kit, .13 GPM, Stainless, 3/4” NPT | 1 | K000953X13 | 133.39 | 1468 | 543.16 | 75.44% | 333.475 | 410.4308 | 533.56
| Water Flow Cartridge Kit, .26 GPM, Brass, 3/4” NPT | 1 | K000953026 | 109.44 | 1235.5 | 457.135 | 76.06% | 273.6 | 336.7385 | 437.76
| Water Flow Cartridge Kit, .26 GPM, Stainless, 3/4” NPT | 1 | K000953X26 | 133.39 | 1468 | 543.16 | 75.44% | 333.475 | 410.4308 | 533.56
| Water Flow Cartridge Kit, .53 GPM, Brass, 3/4” NPT | 1 | K000953053 | 103.42 | 1235.5 | 457.135 | 77.38% | 258.55 | 318.2154 | 413.68
| Water Flow Cartridge Kit, .53 GPM, Stainless, 3/4” NPT | 1 | K000953X53 | 135.51 | 1468 | 543.16 | 75.05% | 338.775 | 416.9538 | 542.04
| Water Flow Cartridge Kit, .79 GPM, Brass, 3/4” NPT | 1 | K000953079 | 103.42 | 1235.5 | 457.135 | 77.38% | 258.55 | 318.2154 | 413.68
| Water Flow Cartridge Kit, .79 GPM, Stainless, 3/4” NPT | 1 | K000953X79 | 135.51 | 1468 | 543.16 | 75.05% | 338.775 | 416.9538 | 542.04
| Water Flow Cartridge Kit, 1.06 GPM, Brass, 3/4” NPT | 1 | K000953106 | 103.42 | 1235.5 | 457.135 | 77.38% | 258.55 | 318.2154 | 413.68
| Water Flow Cartridge Kit, 1.06 GPM, Stainless, 3/4” NPT | 1 | K000953X06 | 135.51 | 1468 | 543.16 | 75.05% | 338.775 | 416.9538 | 542.04
| Water Flow Cartridge Kit, 1.59 GPM, Brass, 3/4” NPT | 1 | K000953153 | 114.8635 | 1235.5 | 457.135 | 74.87% | 287.1587 | 353.4262 | 459.454
| Water Flow Cartridge Kit, 1.59 GPM, Stainless, 3/4” NPT | 1 | K00095315X | 148.8035 | 1468 | 543.16 | 72.6% | 372.0088 | 457.8569 | 595.214
| Water Flow Cartridge Kit, 2.11 GPM, Brass, 3/4” NPT | 1 | K000953211 | 114.8635 | 1235.5 | 457.135 | 74.87% | 287.1587 | 353.4262 | 459.454
| Water Flow Cartridge Kit, 2.11 GPM, Stainless, 3/4” NPT | 1 | K000953X11 | 148.8035 | 1468 | 543.16 | 72.6% | 372.0088 | 457.8569 | 595.214
| Water Flow Cartridge Kit, 4.23 GPM, Brass, 3/4” NPT | 1 | K000953423 | 114.8635 | 1235.5 | 457.135 | 74.87% | 287.1587 | 353.4262 | 459.454
| Water Flow Cartridge Kit, 4.23 GPM, Stainless, 3/4” NPT | 1 | K000953X23 | 148.8035 | 1468 | 543.16 | 72.6% | 372.0088 | 457.8569 | 595.214
Components
| 1/4" MNPT x 7/16-20 Male JIC Straight adapter, brass | 0.1 | PAY7000C01 | 4.26 | 22.5 | 8.325 | 48.83% | 10.65 | 13.1077 | 17.04
| 7/16-20 Female JIC x 31” PTFE lined braided stainless hose, 1/4” ID | 0.4 | P310955228 | 67.5127 | 374.5 | 138.565 | 51.28% | 168.7817 | 207.7314 | 270.0508
| 7/16-20 Female JIC x 36” PTFE lined braided stainless hose, 1/4” ID | 0.4 | P360955228 | 76.17 | 563 | 208.31 | 63.43% | 190.425 | 234.3692 | 304.68
| 7/16-20 Female JIC x 48” PTFE lined braided stainless hose, 1/4” ID | 1 | P480955228 | 107.544 | 654.5 | 242.165 | 55.59% | 268.86 | 330.9046 | 430.176
| 1/4" MNPT x 7/16-20 Male JIC 90 degree adapter, brass | 0.1 | PAY0955001 | 1.13 | 8.5 | 3.145 | 64.07% | 2.825 | 3.4769 | 4.52
| 1/4" NPT x 3/8" OD compression, 90 degree adapter, brass | 0.1 | SY45953001 | 2.92 | 22.5 | 8.325 | 64.92% | 7.3 | 8.9846 | 11.68
| 1/4" NPT x 3/8" OD compression, straight adapter, brass | 0.1 | SY45953002 | 2.19 | 17 | 6.29 | 65.18% | 5.475 | 6.7385 | 8.76
Vortex Panels
Combination Panels
1"
| 1” 951 Combination Panel, Dry Contact, Ball Valve | 170 | S010951DRY | 3997.8518 | 43220.5 | 15991.585 | 75% | 9994.6294 | 12301.0824 | 15991.4071
| 1” 951 Combination Panel, Active Release, Ball Valve | 170 | S010951ACT | 4014.89 | 43404.5 | 16059.665 | 75% | 10037.225 | 12353.5077 | 16059.56
1.5"
| 1.5” 951 Combination Panel, Dry Contact, Ball Valve | 180 | S014951DRY | 4207.94 | 45491.5 | 16831.855 | 75% | 10519.85 | 12947.5077 | 16831.76
| 1.5” 951 Combination Panel, Active Release, Ball Valve | 180 | S014951ACT | 4208.44 | 45497 | 16833.89 | 75% | 10521.1 | 12949.0462 | 16833.76
* Please note each Combination Panels requires a pressure transducer to be ordered separately. Reference spare parts section for pressure transducer selection.
Fluid Panels
1"
| 1” 951 Fluid Panel, Dry Contact | 130 | S010951F00 | 2813.51 | 30416.5 | 11254.105 | 75% | 7033.775 | 8656.9538 | 11254.04
| 1” 951 Fluid Panel, Active Release | 130 | S010951FA0 | 3016.09 | 32606.5 | 12064.405 | 75% | 7540.225 | 9280.2769 | 12064.36
1.5"
| 1.5” 951 Fluid Panel, Dry Contact | 140 | S014951F00 | 3007.06 | 32509 | 12028.33 | 75% | 7517.65 | 9252.4923 | 12028.24
| 1.5” 951 Fluid Panel, Active Release | 140 | S014951FA0 | 3105.65 | 33575 | 12422.75 | 75% | 7764.125 | 9555.8462 | 12422.6
*Please note that each Fluid Panel requires a pressure transducer to be ordered separately. Reference spare parts section for pressure transducer selection.
Zone Panels
1.5"
| 1.5” 951 Zone Panel, Dry Contact, Ball Valve | 150 | S01495110A | 2114.93 | 22864.5 | 8459.865 | 75% | 5287.325 | 6507.4769 | 8459.72
2"
| 2” 951 Zone Panel, Dry Contact, Ball Valve | 150 | S02095110A | 2433.5 | 26308.5 | 9734.145 | 75% | 6083.75 | 7487.6923 | 9734
Pressure Transducers
| Pressure Transducer, Standard, 0-100 psi | 1 | P000951134 | 125.48 | 1840 | 680.8 | 81.57% | 313.7 | 386.0923 | 501.92
| Pressure Transducer Spec. App, Explosion Proof | 1 | P000951TRM | 761.6 | 4338.5 | 1605.245 | 52.56% | 1904 | 2343.3846 | 3046.4
Design Method Labels
| FM Approved for Data Processing Rooms (Engineered) | 0.1 | Z519889LBL |  | 55 | 20.35 | 100% | 0 | 0 | 0
| FM Approved for Turbine and Machine Spaces | 0.1 | Z519890LBL |  | 55 | 20.35 | 100% | 0 | 0 | 0
| FM Approved for Wet Benches | 0.1 | Z519891LBL |  | 55 | 20.35 | 100% | 0 | 0 | 0
NEW | FM Approved for Data Processing Rooms (Pre-Engineered) | 0.1 | Z521073LBL |  | 55 | 20.35 | 100% | 0 | 0 | 0
| Performance Based Designs | 0.1 | Z519892LBL |  | 55 | 20.35 | 100% | 0 | 0 | 0
Note: Each panel requires a design method label. Design method labels are sold separately.
Nitrogen Supply
Relief Valves
| Fluid to Zone Piping Relief Valve .85 Orifice 11/2” | 12 | S010951RLV | 288.17 | 6159 | 2278.83 | 87.35% | 720.425 | 886.6769 | 1152.68
| Fluid to Zone Piping Relief Valve 1.39 Orifice 2” | 12 | S020951RLV | 369.04 | 6347.5 | 2348.575 | 84.29% | 922.6 | 1135.5077 | 1476.16
Cylinders
| Victaulic Vortex Nitrogen Cylinder, 80L, w/Valve, Filled | 320 | S000950A01 | 851.09 | 5751 | 2127.87 | 60% | 2127.725 | 2618.7385 | 3404.36
| Victaulic Vortex Nitrogen Cylinder, 49L, w/Valve, Filled | 134 | S000950A02 | 341.67 | 2308.5 | 854.145 | 60% | 854.175 | 1051.2923 | 1366.68
| Victaulic Vortex Nitrogen Cylinder, 80L, w/Valve, Filled | 320 | PE-S000950A01 | 851.09 | 5000 | 1850 | 54% | 1850 | 2618.7385 | 3404.36
| Victaulic Vortex Nitrogen Cylinder, 49L, w/Valve, Filled | 134 | PE-S000950A02 | 341.67 | 2309 | 854.33 | 60.01% | 854.175 | 1051.2923 | 1366.68
Discharge Hose Kits and Accessories
| 80L Cylinder Primary Pilot Kit | 5 | S0009500PP | 551.3426 | 6391.5 | 2364.855 | 76.69% | 1378.3565 | 1696.4388 | 2205.3704
| 80L Cylinder Secondary Kit, With Gauge | 2 | S0009500SP | 130.0367 | 1513 | 559.81 | 76.77% | 325.0917 | 400.1129 | 520.1468
| 80L Cylinder Secondary Pilot Kit, With Gauge and Pressure Switch | 2 | S000950PSP | 136.3425 | 2355.5 | 871.535 | 84.36% | 340.8562 | 419.5154 | 545.37
NEW | 49L CYLINDER PRIMARY PILOT KIT | 5 | S4909500PP | 550.49 | 2975.5 | 1100.935 | 50% | 1376.225 | 1693.8154 | 2201.96
NEW | 49L CYLINDER SECONDARY KIT WITH GAUGE | 2 | S4909500SP | 133.22 | 720 | 266.4 | 49.99% | 333.05 | 409.9077 | 532.88
| 1/4” Pilot Hose, 700 MM, for joining rows in double stacked racks | 1 | S000950P70 | 8.3373 | 149.5 | 55.315 | 84.93% | 20.8433 | 25.6532 | 33.3492
| 1/4” Pilot Hose, 500 MM, for joining adjacent racks | 1 | S000950P50 | 6.9395 | 126.5 | 46.805 | 85.17% | 17.3487 | 21.3523 | 27.758
| Vortex Single Cylinder Refill Adapter, CGA-580 Inlet | 1 | S002950000 | 48.1468 | 757 | 280.09 | 82.81% | 120.367 | 148.144 | 192.5872
| Vortex Single Cylinder Refill Adapter, CGA-677 Inlet | 1 | S002950401 | 89.8868 | 757 | 280.09 | 67.91% | 224.717 | 276.5748 | 359.5472
| In Place Bulk Cylinder Refill Kit, 1” NPT Inlet | 20 | S000950015 | 768.69 | 6458.5 | 2389.645 | 67.83% | 1921.725 | 2365.2 | 3074.76
Bulk Nitrogen Supply
| 24’ Bulk Gas Service ASME Tube |  |  |  | POA |  |  | 0 | 0 | 0
| 38’ Bulk Gas Service ASME Tube |  |  |  | POA |  |  | 0 | 0 | 0
| 2” Electrically Actuated Ball Valves, 24VDC, 75% Duty Cycle |  |  |  | POA |  |  | 0 | 0 | 0
Manifolds
| 1 to 4 Cylinder Manifold, (2x2), includes 1 high pressure plug | 5 | S00M950PP4 | 271.5087 | 1916 | 708.92 | 61.7% | 678.7718 | 835.4115 | 1086.0349
| 5 to 8 Cylinder Manifold, (4x2), includes 1 high pressure plug | 15 | S00M950PP8 | 373.7892 | 2842.5 | 1051.725 | 64.46% | 934.473 | 1150.1207 | 1495.1569
| 9 to 12 Cylinder Manifold, (6x2), includes 1 high pressure plug | 50 | S00M95PP12 | 466.2142 | 3260.5 | 1206.385 | 61.35% | 1165.5354 | 1434.5051 | 1864.8567
Isolation Ball Valve Kits
| 1” Manifold Isolation Ball Valve Assembly Kit | 12 | S000950010 | 227.197 | 3399.5 | 1257.815 | 81.94% | 567.9925 | 699.0677 | 908.788
| 1.5” Manifold Isolation Ball Valve Assembly Kit | 15 | S014950121 | 404.067 | 4186.5 | 1549.005 | 73.91% | 1010.1675 | 1243.2831 | 1616.268
Pressure Switches
| 1/2" Low Pressure Nitrogen Pressure Switch, Adjustable 10-100 psi | 1.2 | S000760044 | 65.25 | 482.5 | 178.525 | 63.45% | 163.125 | 200.7692 | 261
Cylinder Racks - Assembly Required
Cylinder Racks - FM Approved
80L
| Cylinder Storage Rack, 80L, Structural, Red Painted (1 to 4 cylinders) | 50 | K800950004 | 731.96 | 5374.5 | 1988.565 | 63.19% | 1829.9 | 2252.1846 | 2927.84
| Cylinder Storage Rack, 80L, Structural, Red Painted (5 to 8 cylinders) | 60 | K800950008 | 917.25 | 7471.5 | 2764.455 | 66.82% | 2293.125 | 2822.3077 | 3669
| Cylinder Storage Rack, 80L, Structural, Red Painted (9 to 12 cylinders) | 70 | K800950012 | 1127.6 | 9143 | 3382.91 | 66.67% | 2819 | 3469.5385 | 4510.4
Cylinder Restraint Kits
80L
| Cylinder Restraint Kits (1 to 4 cylinders ) |  | K010950055 | 124.9 | 844 | 312.28 | 60% | 312.25 | 384.3077 | 499.6
| Cylinder Restraint Kits (5 to 8 cylinders) |  | K050950055 | 234.8 | 1586.5 | 587.005 | 60% | 587 | 722.4615 | 939.2
| Cylinder Restraint Kits (9 to 12 cylinders) |  | K090950055 | 334.85 | 2262.5 | 837.125 | 60% | 837.125 | 1030.3077 | 1339.4
Water Supply
| Water Tank Regulator w/ ¹⁄₂” x 36” Hose | 7 | P000950065 | 270.543 | 2091.5 | 773.855 | 65.04% | 676.3575 | 832.44 | 1082.172
| High-Capacity Water Tank Regulator w/ 1/2" x 36" Hose | 9 | S000950HCW | 702.6577 | 5163.5 | 1910.495 | 63.22% | 1756.6443 | 2162.0238 | 2810.6309
| Water Tank Regulator Tamper Resistant Kit | 0.1 | K000950WTR | 37.2049 | 309.5 | 114.515 | 67.51% | 93.0122 | 114.4766 | 148.8196
| 10 Gallon Water Tank, Red, w/ Trim, ASME and FM approved | 52 | S100950140 | 1470.2704 | 11534 | 4267.58 | 65.55% | 3675.6761 | 4523.909 | 5881.0817
| 30 Gallon Water Tank, Red, w/ Trim, ASME and FM approved | 105 | S300950140 | 1638.2704 | 13148 | 4864.76 | 66.32% | 4095.6761 | 5040.8321 | 6553.0817
| 30 Gallon Water Tank, Red, w/ Trim, ASME, CE and FM approved | 144 | S300950141 | 9356.4279 | 63219.5 | 23391.215 | 60% | 23391.0698 | 28789.009 | 37425.7117
| 60 Gallon Water Tank, Red, w/ Trim, ASME and FM approved | 189 | S600950140 | 2249.2704 | 16067.5 | 5944.975 | 62.17% | 5623.176 | 6920.8321 | 8997.0817
| 80 Gallon Water Tank, Red, w/ Trim, ASME and FM approved | 249 | S800950140 | 2427.2704 | 19201 | 7104.37 | 65.83% | 6068.176 | 7468.5244 | 9709.0817
| 120 Gallon Water Tank, Red, w/ Trim, ASME and FM approved | 353 | S120950140 | 2477.1738 | 21797 | 8064.89 | 69.28% | 6192.9344 | 7622.0731 | 9908.695
| 200 Gallon Water Tank, Red, w/ Trim, ASME and FM approved | 640 | S200950140 | 2332.1738 | 24025 | 8889.25 | 73.76% | 5830.4344 | 7175.9193 | 9328.695
| 400 Gallon Water Tank, Red, w/ Trim, ASME and FM approved | 1072 | S400950140 | 5046.1738 | 32068.5 | 11865.345 | 57.47% | 12615.4344 | 15526.6885 | 20184.695
| Series 728 FireLock™ Ball Valve – 1” Threaded | 5.1 | V010728CT0 | 44.58 | 597.5 | 221.075 | 79.83% | 111.45 | 137.1692 | 178.32
*Please note a Series 728 water ball valve must be ordered for each water tank
| 1/2" Normally Closed Supervised Drain Valve, 24 VDC | 1.5 | S004N69106 | 142.43 | 1874 | 693.38 | 79.46% | 356.075 | 438.2462 | 569.72
| 1/2 MNPT x 36” Stainless Steel Hose for Water Tank Regulator | 0.4 | P004950010 | 83 | 870 | 321.9 | 74.22% | 207.5 | 255.3846 | 332
System Warning Signs
| Inside Zone Alarm Vacating Placard | 0.1 | Z000950011 | 2.72 | 101.5 | 37.555 | 92.76% | 6.8 | 8.3692 | 10.88
| Zone External Low Oxygen Condition Placard | 0.1 | Z000950012 | 4.42 | 101.5 | 37.555 | 88.23% | 11.05 | 13.6 | 17.68
| Inside Zone Warning Label, Vortex Systems | 0.1 | Z111278LBL | 12.6 | 101.5 | 37.555 | 66.45% | 31.5 | 38.7692 | 50.4
| Outside Zone Warning Label, Vortex Systems | 0.1 | Z111277LBL | 12.6 | 55 | 20.35 | 38.08% | 31.5 | 38.7692 | 50.4
| Manual Pull Station Placard | 0.1 | Z000950004 | 5.28 | 55 | 20.35 | 74.05% | 13.2 | 16.2462 | 21.12
| Rack Placard | 0.1 | Z000950030 | 21.8 | 147.5 | 54.575 | 60.05% | 54.5 | 67.0769 | 87.2
| Victaulic Vortex System Information Label | 0.1 | Z519277LBL | 12.6 | 55 | 20.35 | 38.08% | 31.5 | 38.7692 | 50.4
| Victaulic Vortex 500 System Information Label | 0.1 | Z517131LBL | 12.6 | 55 | 20.35 | 38.08% | 31.5 | 38.7692 | 50.4
Spare Parts
| Emitter Cap, 1/4-1/2”,Standard Style Emitter, orange | 0.5 | P002953260 | 0.695 | 32 | 11.84 | 94.13% | 1.7375 | 2.1385 | 2.78
| Emitter Cap, Escutcheon Style Emitter, orange | 0.1 | P006953522 | 0.7075 | 32 | 11.84 | 94.02% | 1.7688 | 2.1769 | 2.83
| Emitter Cap, 5/8” Standard Style Emitter, orange | 0.5 | P006953560 | 0.8 | 32 | 11.84 | 93.24% | 2 | 2.4615 | 3.2
| O-ring Kit, primary/ secondary | 1 | K000950KIT | 8.1505 | 184 | 68.08 | 88.03% | 20.3763 | 25.0786 | 32.6021
| Discharge Hose, 49L/50L, rt angle, 22.25” OAL | 1 | P000955B29 | 28.98 | 526 | 194.62 | 85.11% | 72.45 | 89.1692 | 115.92
| Discharge Hose, DOT 80L, rt angle, 13.5” OAL | 1 | P000955A29 | 25.795 | 483 | 178.71 | 85.57% | 64.4875 | 79.3692 | 103.18
| Discharge Hose Check Valve | 1 | S000950BA1 | 13.8708 | 316 | 116.92 | 88.14% | 34.677 | 42.6794 | 55.4832
| 1/4” Pilot Hose, 300 mm, for adjacent cylinders | 1 | S000950P32 | 5.1224 | 107.5 | 39.775 | 87.12% | 12.806 | 15.7612 | 20.4896
| 1/4” Pilot Hose, 450 mm, right angle, for primary | 1 | S000950B08 | 7.43 | 160 | 59.2 | 87.45% | 18.575 | 22.8615 | 29.72
| Pilot Line Tee Nipple, 1/4” BSPP | 1 | S000950BA2 | 4.69 | 88 | 32.56 | 85.6% | 11.725 | 14.4308 | 18.76
| Bleed Valve, 1/4” End of Pilot Line, with Crush Washer | 1 | S000950BA4 | 17.98 | 420.5 | 155.585 | 88.44% | 44.95 | 55.3231 | 71.92
| Copper Crush Washer for Bleed Valve | 0.1 | P000950018 | 1.11 | 20 | 7.4 | 85% | 2.775 | 3.4154 | 4.44
| Copper Crush Washer For Vortex Primary/Secondary Gauge | 0.1 | P000950001 | 0.585 | 10.5 | 3.885 | 84.94% | 1.4625 | 1.8 | 2.34
| Primary Solenoid Release Assembly | 5 | S000950B22 | 402.99 | 5407.5 | 2000.775 | 79.86% | 1007.475 | 1239.9692 | 1611.96
| Snubber Assembly, with Crush Washer | 1 | P000955035 | 67.1835 | 252.5 | 93.425 | 28.09% | 167.9587 | 206.7185 | 268.734
| Copper Crush Washer for Snubber Assembly | 0.1 | P000950034 | 4.75 | 25.5 | 9.435 | 49.66% | 11.875 | 14.6154 | 19
| Secondary Gauge Assembly | 1 | S000950B03 | 76.2117 | 732 | 270.84 | 71.86% | 190.5292 | 234.4975 | 304.8468
| Secondary Gauge Assembly, w/ pressure switch | 1.5 | P000951135 | 82.5175 | 1566.5 | 579.605 | 85.76% | 206.2937 | 253.9 | 330.07
| Replacement Fuse for PCB Board, 4AMP | 0.1 | P000951RFP | 0.26 | 6.5 | 2.405 | 89.19% | 0.65 | 0.8 | 1.04
| 12V 12 Ah Replacement Battery for Power Supply (2 required) | 5 | P000950017 | 35.96 | 547.5 | 202.575 | 82.25% | 89.9 | 110.6462 | 143.84
| Replacement Pal Nut for Primary Solenoid Release Assembly | 0.1 | P000950PAL | 0.824 | 6.5 | 2.405 | 65.74% | 2.06 | 2.5354 | 3.296
Power Supply and Battery Back Up
| 115VAC Battery Backup Power Supply w/ (2) 12 Ah batteries | 20 | S000950027 | 405.04 | 5432 | 2009.84 | 79.85% | 1012.6 | 1246.2769 | 1620.16
| 220VAC Battery Backup Power Supply w/ (2) 12 Ah batteries | 50 | S000950220 | 303.6568 | 5432 | 2009.84 | 84.89% | 759.142 | 934.3286 | 1214.6272
Engineering Site Support
| Site Support - First Day - Fee $3,000 | N/A | Code 7N |  | 3000 | 3000 | 100% | 0 | 0 | 0
| Site Support - Additional Days - Fee $1,500 per day | N/A | Code 7N |  | 1500 | 1500 | 100% | 0 | 0 | 0
DO NOT PUBLISH BELOW
Pre-Engineered Kits
NEW | VORTEX PRE ENGINEERED ONE CYLINDER |  | S800950001 | 5334.932 | 28837.5 | 10669.875 | 50% | 13337.3301 | 16415.1755 | 21339.7282
NEW | VORTEX PRE ENGINEERED TWO CYLINDER |  | S800950002 | 5333.24 | 28828.5 | 10666.545 | 50% | 13333.1001 | 16409.9694 | 21332.9602
NEW | VORTEX PRE ENGINEERED THREE CYLINDER |  | S800950003 | 5339.8853 | 28864.5 | 10679.865 | 50% | 13349.7133 | 16430.4164 | 21359.5414
NEW | VORTEX PRE ENGINEERED FOUR CYLINDER |  | S800950004 | 5338.1933 | 28855.5 | 10676.535 | 50% | 13345.4833 | 16425.2103 | 21352.7734
NEW | VORTEX PRE ENGINEERED FIVE CYLINDER |  | S800950005 | 5558.3598 | 30045.5 | 11116.835 | 50% | 13895.8996 | 17102.6456 | 22233.4393
NEW | VORTEX PRE ENGINEERED SIX CYLINDER |  | S800950006 | 5556.6678 | 30036.5 | 11113.505 | 50% | 13891.6696 | 17097.4395 | 22226.6713
NEW | VORTEX PRE ENGINEERED SEVEN CYLINDER |  | S800950007 | 5554.9758 | 30027 | 11109.99 | 50% | 13887.4396 | 17092.2333 | 22219.9033
NEW | VORTEX PRE ENGINEERED EIGHT CYLINDER |  | S800950008 | 5553.2836 | 30018 | 11106.66 | 50% | 13883.209 | 17087.0265 | 22213.1344

## Master
Victaulic Vortex® System Product List Price Effective 3 April 2023
United States
Multiplier:
| NOTE: Please add information to the cells shaded in | GREEN. |  |  |  | 0.37
49919.66
| Option Style | Shipping Weight | Part Code | Cost (USD) | List Price (USD) | Extended Price | GM % | 60% Margin Sell | 75% Margin Sell | Requested to be removed | QTY | NET
| Emitters | [11 empty] | Applied Formulas
| 1/8" Emitters | [11 empty] | IPROD | PL23
| 1/8” Emitter, 953 dome foil, standard, brass, 3/8” FPT, 1/8” FPT | 1 | S001953100 | 162.334 | 2019 | 747.03 | 78.27% | 405.835 | 649.336 | Yes |  |  | P480955228 | 617
| 1/8” Emitter, 954 cavity foil, standard, brass, 3/8” FPT, 1/8” FPT | 1 | S001953101 | 142.334 | 2018 | 746.66 | 80.94% | 355.835 | 569.336 | Yes |  |  | S000950HCW | 4871
| 1/8” Emitter, 953 cavity foil, standard, PVDF, 3/8” FPT, 1/8” FPT | 1 | S003953105 | 195.7136 | 2657.5 | 983.275 | 80.1% | 489.284 | 782.8544 |  |  |  | P000950PAL | 6
| 1/8” Emitter, 953 dome foil, standard, stainless, 3/8” FPT, 1/8” FPT | 1 | S00195310X | 171.534 | 2558 | 946.46 | 81.88% | 428.835 | 686.136 |  |  |  | S001953101 | 2018
| 1/4" Emitters | [6 empty] | 0 | 0 |  |  |  | S003953170 | 2657
| 1/4” Emitter, 953 dome foil, standard, stainless, 3/4” MPT, 1/4” FPT | 1 | S002953X02 | 160.1174 | 2966 | 1097.42 | 85.41% | 400.2935 | 640.4696 |  |  |  | S00495350A | 3383
| 1/4” Emitter, 953 dome foil, standard, brass, 3/4” MPT, 1/4” FPT | 1 | S002953101 | 111.1814 | 1969.5 | 728.715 | 84.74% | 277.9535 | 444.7256 | Yes |  |  | K800950003 | 5965.5
| 1/4” Emitter, 954 cavity foil, standard, PVDF, 3/8” FPT, 1/8” FPT | 1 | S003953170 | 241.4136 | 2657 | 983.09 | 75.44% | 603.534 | 965.6544 |  |  |  | K800950104 | 6721.5
| 1/4” Emitter, 954 cavity foil, standard, brass, 3/4” MPT, 1/4” FPT | 1 | S002953100 | 111.1814 | 1968.5 | 728.345 | 84.74% | 277.9535 | 444.7256 | Yes |  |  | P00495000U | 820.5
| 1/4” Emitter, 954 cavity foil, standard, stainless, 3/4” MPT, 1/4” FPT | 1 | S002953X01 | 159.8124 | 2966 | 1097.42 | 85.44% | 399.531 | 639.2496 | Yes |  |  | K000950KIT | 173.5
| 1/4” Emitter, 954 cavity foil, escutcheon, stainless, 3/4” FPT, 1/4” FPT | 1 | S00295310A | 446.1574 | 5074 | 1877.38 | 76.24% | 1115.3935 | 1784.6296 | Yes |  |  | K490950008 | 7510.5
| 3/8" Emitters | [6 empty] | 0 | 0 |  |  |  | K800950002 | 5264.5
| 3/8” Emitter, 953 dome foil, standard, stainless, 3/4” MPT, 1/4” FPT | 1 | S003953X30 | 159.1467 | 2374 | 878.38 | 81.88% | 397.8668 | 636.5869 | Yes |  |  | K800950004 | 5374.5
| 3/8” Emitter, 953 dome foil, standard, brass, 3/4” MPT, 1/4” FPT | 1 | S003953131 | 98.5157 | 1477.5 | 546.675 | 81.98% | 246.2893 | 394.0629 | Yes |  |  | K800950006 | 6590.5
| 3/8” Emitter, 954 cavity foil, standard, brass, 3/4” MPT, 1/4” FPT | 1 | S003953130 | 98.4657 | 1477.5 | 546.675 | 81.99% | 246.1643 | 393.8629 | Yes |  |  | K800950008 | 7471.5
| 3/8” Emitter, 954 cavity foil, escutcheon, stainless, 3/4” FPT, 1/4” FPT | 1.5 | S00395310A | 132.8018 | 5074 | 1877.38 | 92.93% | 332.0046 | 531.2074 | Yes |  |  | K800950012 | 9143
NEW | 3/8” Emitter, 953 dome foil, escutcheon, stainless, 3/4” FPT, 1/4” FPT |  | S003953032 | 52.3201 | 2374 | 878.38 | 94.04% | 130.8003 | 209.2804 |  |  |  | K800950106 | 8105
NEW | 3/8” Emitter, 953 dome foil, standard, stainless, 3/4” FPT, 1/4” FPT |  | S003953034 | 34.5438 | 1447.5 | 535.575 | 93.55% | 86.3595 | 138.1752 |  |  |  | K000953X06 | 1384.5
NEW | 3/8” Emitter, 954 cavity foil, escutcheon, stainless, 3/4” FPT, 1/4” FPT |  | S003953031 | 51.8542 | 2374 | 878.38 | 94.1% | 129.6356 | 207.417 |  |  |  | K000953X13 | 1384.5
NEW | 3/8” Emitter, 954 cavity foil, standard, stainless, 3/4” FPT, 1/4” FPT |  | S003953033 | 34.0779 | 1447.5 | 535.575 | 93.64% | 85.1949 | 136.3118 |  |  |  | K000953X26 | 1384.5
| 1/2" Emitters | [6 empty] | 0 | 0 |  |  |  | K000953X53 | 1384.5
| 1/2” Emitter, 953 dome foil, standard, stainless, 3/4” MPT, 1/4” FPT | 1 | S006953X40 | 27.1486 | 1565 | 579.05 | 95.31% | 67.8716 | 108.5946 | Yes |  |  | K000953X79 | 1384.5
| 1/2” Emitter, 953 dome foil, standard, brass, 3/4” MPT, 1/4” FPT | 1 | S006953400 | 102.3487 | 1123.5 | 415.695 | 75.38% | 255.8716 | 409.3946 |  |  |  | K000953013 | 1165.5
| 1/2” Emitter, 953 dome foil, escutcheon, stainless 3/4” FPT, 1/4” FPT | 1 | S00495350A | 142.6213 | 3383 | 1251.71 | 88.61% | 356.5532 | 570.4852 | Yes |  |  | K000953026 | 1165.5
| 1/2” Emitter, 953 dome foil, standard, PVDF, 3/4” MPT, 1/4” FPT | 1 | S006953406 | 230.5925 | 2086.5 | 772.005 | 70.13% | 576.4813 | 922.37 |  |  |  | K000953053 | 1165.5
NEW | 1/2” Emitter, 953 dome foil, escutcheon, stainless, 3/4” FPT, 1/4” FPT |  | S004953511 | 60.2248 |  |  | #DIV/0! | 150.5619 | 240.899 |  |  |  | K000953079 | 1165.5
NEW | 1/2” Emitter, 953 dome foil, standard, stainless, 3/4” FPT, 1/4” FPT |  | S004953513 | 35.2038 |  |  | #DIV/0! | 88.0095 | 140.8152 |  |  |  | K000953106 | 1165.5
| 5/8" Emitters | [6 empty] | 0 | 0 |  |  |  | P000950001 | 9.5
| 5/8” Emitter, 953 dome foil, standard, stainless, 3/4” MPT, 1/4” FPT | 1 | S006953X50 | 93.3576 | 1936.5 | 716.505 | 86.97% | 233.3939 | 373.4303 | Yes |  |  | P000950018 | 18.5
| 5/8” Emitter, 953 dome foil, standard, brass, 3/4” MPT, 1/4” FPT | 1 | S006953500 | 77.0266 | 1318.5 | 487.845 | 84.21% | 192.5665 | 308.1064 | Yes |  |  | P000950034 | 24
| 5/8” Emitter, 953 cavity foil, PVDF, 3/4” FPT, 1/4" FPT | 1 | S006953503 | 193.3368 | 2657.5 | 983.275 | 80.34% | 483.342 | 773.3472 |  |  |  | P000950065 | 1973
| 5/8” Emitter, 954 cavity foil, standard, stainless, 3/4” MPT, 1/4” FPT | 1 | S006953X51 | 24.6287 | 1935.5 | 716.135 | 96.56% | 61.5716 | 98.5146 | Yes |  |  | P000951RFP | 6
| 5/8” Emitter, 954 cavity foil, standard, brass, 3/4” MPT, 1/4” FPT | 1 | S006953501 | 88.9176 | 1318.5 | 487.845 | 81.77% | 222.2939 | 355.6703 | Yes |  |  | P000951TRM | 4092.5
| 5/8” Emitter, 954 cavity foil, escutcheon, stainless, 3/4” MPT, 1/4” FPT | 1.5 | S00695350A | 140.1213 | 3383.5 | 1251.895 | 88.81% | 350.3032 | 560.4852 | Yes |  |  | P000951134 | 1735.5
NEW | 5/8” Emitter, 954 cavity foil, escutcheon, stainless, 3/4” FPT, 1/4” FPT |  | S006953512 | 50.4801 |  | 0 | #DIV/0! | 126.2002 | 201.9204 |  |  |  | P000951135 | 1477.5
NEW | 5/8” Emitter, 954 cavity foil, standard, stainless, 3/4” FPT, 1/4” FPT |  | S006953514 | 32.7038 |  |  | #DIV/0! | 81.7595 | 130.8152 |  |  |  | P000951136 | 1840.5
| 1" Emitters | [6 empty] | 0 | 0 |  |  |  | P000951304 | 4092.5
NEW | 1” Emitter, 953/954 dome foil, escutcheon, stainless, 1” FPT, 1/8” FPT |  | S010953511 | 68.4904 |  |  | #DIV/0! | 171.226 | 273.9616 |  |  |  | P002953260 | 30
[8 empty] | 0 | 0 |  |  |  | P006953X07 | 1104
| Water Flow Kits (Strainer, Flow Cartridge, Emitter Trim Kit) | [6 empty] | 0 | 0 |  |  |  | P006953X13 | 1104
| Water Flow Cartridge Kit, .13 GPM, Brass, 3/4” NPT | 1 | K000953013 | 103.42 | 1165.5 | 431.235 | 76.02% | 258.55 | 413.68 |  |  |  | P006953005 | 1043
| Water Flow Cartridge Kit, .13 GPM, Stainless, 3/4” NPT | 1 | K000953X13 | 133.39 | 1384.5 | 512.265 | 73.96% | 333.475 | 533.56 |  |  |  | P006953007 | 1043
| Water Flow Cartridge Kit, .26 GPM, Brass, 3/4” NPT | 1 | K000953026 | 109.44 | 1165.5 | 431.235 | 74.62% | 273.6 | 437.76 |  |  |  | P006953013 | 1043
| Water Flow Cartridge Kit, .26 GPM, Stainless, 3/4” NPT | 1 | K000953X26 | 133.39 | 1384.5 | 512.265 | 73.96% | 333.475 | 533.56 |  |  |  | P006953522 | 30
| Water Flow Cartridge Kit, .53 GPM, Brass, 3/4” NPT | 1 | K000953053 | 103.42 | 1165.5 | 431.235 | 76.02% | 258.55 | 413.68 |  |  |  | P006953560 | 30
| Water Flow Cartridge Kit, .53 GPM, Stainless, 3/4” NPT | 1 | K000953X53 | 135.51 | 1384.5 | 512.265 | 73.55% | 338.775 | 542.04 |  |  |  | P000955A29 | 455.5
| Water Flow Cartridge Kit, .79 GPM, Brass, 3/4” NPT | 1 | K000953079 | 103.42 | 1165.5 | 431.235 | 76.02% | 258.55 | 413.68 |  |  |  | P000955B29 | 496
| Water Flow Cartridge Kit, .79 GPM, Stainless, 3/4” NPT | 1 | K000953X79 | 135.51 | 1384.5 | 512.265 | 73.55% | 338.775 | 542.04 |  |  |  | P000955035 | 238
| Water Flow Cartridge Kit, 1.06 GPM, Brass, 3/4” NPT | 1 | K000953106 | 103.42 | 1165.5 | 431.235 | 76.02% | 258.55 | 413.68 |  |  |  | K000953153 | 1165.5
| Water Flow Cartridge Kit, 1.06 GPM, Stainless, 3/4” NPT | 1 | K000953X06 | 135.51 | 1384.5 | 512.265 | 73.55% | 338.775 | 542.04 |  |  |  | K00095315X | 1165.5
[8 empty] | 0 | 0 |  |  |  | S00M95PP12 | 3075.5
| Components | [6 empty] | 0 | 0 |  |  |  | S00M950PM2 | 1761
| 1/4" MNPT x 7/16-20 Male JIC Straight adapter, brass | 0.1 | PAY7000C01 | 4.26 | 21 | 7.77 | 45.17% | 10.65 | 17.04 |  |  |  | S00M950PM3 | 1819.5
| 7/16-20 Female JIC x 31” PTFE lined braided stainless hose, 1/4” ID | 0.4 | P310955228 | 67.5127 | 353 | 130.61 | 48.31% | 168.7817 | 270.0508 |  |  |  | S00M950PM4 | 1858.5
| 7/16-20 Female JIC x 36” PTFE lined braided stainless hose, 1/4” ID | 0.4 | P360955228 | 76.17 | 531 | 196.47 | 61.23% | 190.425 | 304.68 |  |  |  | S00M950PM6 | 2004
| 7/16-20 Female JIC x 48” PTFE lined braided stainless hose, 1/4” ID | 1 | P480955228 | 107.544 | 617 | 228.29 | 52.89% | 268.86 | 430.176 |  |  |  | S00M950PP4 | 1807.5
| 1/4" MNPT x 7/16-20 Male JIC 90 degree adapter, brass | 0.1 | PAY0955001 | 1.13 | 8 | 2.96 | 61.82% | 2.825 | 4.52 |  |  |  | S00M950PP6 | 2200.5
| 1/4" NPT x 3/8" OD compression, 90 degree adapter, brass | 0.1 | SY45953001 | 2.92 | 21 | 7.77 | 62.42% | 7.3 | 11.68 |  |  |  | S00M950PP8 | 2681.5
| 1/4" NPT x 3/8" OD compression, straight adapter, brass | 0.1 | SY45953002 | 2.19 | 16 | 5.92 | 63.01% | 5.475 | 8.76 |  |  |  | S00M950P12 | 3076.5
[8 empty] | 0 | 0 |  |  |  | S000950A01 | 8102.5
| Vortex Panels | [6 empty] | 0 | 0 |  |  |  | S000950A02 | 5163
| Combination Panels | [6 empty] | 0 | 0 |  |  |  | S000950A30 | 14758
| 1" | [6 empty] | 0 | 0 |  |  |  | S000950BA1 | 298
| 1” 951 V1000 Combination Panel, Dry Contact, Ball Valve | 170 | S010951DRY | 3997.8518 | 53893 | 19940.41 | 79.95% | 9994.6294 | 15991.4071 |  | 1 | 19940.41 | S000950BA2 | 83
| 1” 951 V1500 Combination Panel, Dry Contact, Ball Valve | 170 | S01095115D | 4005.198 | 53891 | 19939.67 | 79.91% | 10012.9949 | 16020.7918 | Yes |  |  | S000950BA4 | 396.5
| 1” 951 V2000 Combination Panel, Dry Contact, Ball Valve | 170 | S010951200 | 4000.9637 | 53893 | 19940.41 | 79.94% | 10002.4093 | 16003.8549 | Yes |  |  | S000950B02 | 5101
| 1” 951 V1000 Combination Panel, Active Release, Ball Valve | 170 | S010951ACT | 4014.8949 | 53891 | 19939.67 | 79.86% | 10037.2371 | 16059.5794 |  |  |  | S000950B03 | 690.5
| 1” 951 V1500 Combination Panel, Active Release, Ball Valve | 170 | S01095115R | 4019.1291 | 53891 | 19939.67 | 79.84% | 10047.8227 | 16076.5164 | Yes |  |  | S000950B08 | 150.5
| 1” 951 V2000 Combination Panel, Active Release, Ball Valve | 170 | S010951A20 | 4014.8949 | 53894.5 | 19940.965 | 79.87% | 10037.2371 | 16059.5794 | Yes |  |  | S000950B22 | 5101
| 1.5" | [6 empty] | 0 | 0 |  |  |  | S000950E01 | 8102.5
| 1.5” 951 V1000 Combination Panel, Dry Contact, Ball Valve | 180 | S014951DRY | 4207.9386 | 54648 | 20219.76 | 79.19% | 10519.8466 | 16831.7545 |  |  |  | S000950PSP | 2222
| 1.5” 951 V1500 Combination Panel, Dry Contact, Ball Valve | 180 | S01495115D | 4077.9628 | 54648 | 20219.76 | 79.83% | 10194.9071 | 16311.8514 | Yes |  |  | S000950P32 | 101
| 1.5” 951 V2000 Combination Panel, Dry Contact, Ball Valve | 180 | S014951200 | 4207.9386 | 54648 | 20219.76 | 79.19% | 10519.8466 | 16831.7545 | Yes |  |  | S000950P50 | 119
| 1.5” 951 V1000 Combination Panel, Active Release, Ball Valve | 180 | S014951ACT | 4208.4386 | 54648 | 20219.76 | 79.19% | 10521.0966 | 16833.7545 |  |  |  | S000950P70 | 141
| 1.5” 951 V1500 Combination Panel, Active Release, Ball Valve | 180 | S01495115R | 4078.4628 | 54648 | 20219.76 | 79.83% | 10196.1571 | 16313.8514 | Yes |  |  | S0009500PP | 6029.5
| 1.5” 951 V2000 Combination Panel, Active Release, Ball Valve | 180 | S014951A20 | 4208.4386 | 54648 | 20219.76 | 79.19% | 10521.0966 | 16833.7545 | Yes |  |  | S0009500SP | 1427
| * Please note each Combination Panels requires a pressure transducer to be ordered separately. Reference spare parts section for pressure transducer selection. | [6 empty] | 0 | 0 |  |  |  | S000950010 | 3207
[8 empty] | 0 | 0 |  |  |  | S000950015 | 6092.5
| Fluid Panels | [6 empty] | 0 | 0 |  |  |  | S000950027 | 5124.5
| 1" | [6 empty] | 0 | 0 |  |  |  | S000950060 | 17531
| 1” 951 V1000 Fluid Panel, Dry Contact | 130 | S010951F00 | 2813.5138 | 40979 | 15162.23 | 81.44% | 7033.7844 | 11254.055 |  |  |  | S000950080 | 20154
| 1” 951 V1500 Fluid Panel, Dry Contact | 130 | S0109515DC | 2815.1552 | 40977.5 | 15161.675 | 81.43% | 7037.8881 | 11260.621 | Yes |  |  | S000950120 | 24444
| 1” 951 V2000 Fluid Panel, Dry Contact | 130 | S010951F20 | 2813.5138 | 40979 | 15162.23 | 81.44% | 7033.7844 | 11254.055 | Yes |  |  | S0009502X1 | 4592.5
| 1” 951 V1000 Fluid Panel, Active Release | 130 | S010951FA0 | 3016.0932 | 40977.5 | 15161.675 | 80.11% | 7540.2331 | 12064.3729 |  |  |  | S0009502X2 | 4986
| 1” 951 V1500 Fluid Panel, Active Release | 130 | S0109515AR | 3017.7347 | 40977.5 | 15161.675 | 80.1% | 7544.3368 | 12070.9388 | Yes |  |  | S000950200 | 30715.5
| 1” 951 V2000 Fluid Panel, Active Release | 130 | S010951FA2 | 3016.0932 | 40982 | 15163.34 | 80.11% | 7540.2331 | 12064.3729 | Yes |  |  | S000950220 | 5126.5
| 1.5" | [6 empty] | 0 | 0 |  |  |  | S0009503X1 | 4789.5
| 1.5” 951 V1000 Fluid Panel, Dry Contact | 140 | S014951F00 | 3007.0575 | 40979 | 15162.23 | 80.17% | 7517.6438 | 12028.23 |  |  |  | S0009503X2 | 4660.5
| 1.5” 951 V1500 Fluid Panel, Dry Contact | 140 | S0149515DC | 2874.489 | 40977.5 | 15161.675 | 81.04% | 7186.2225 | 11497.956 | Yes |  |  | S0009504X1 | 4986
| 1.5” 951 V2000 Fluid Panel, Dry Contact | 140 | S014951F20 | 3007.0575 | 40979 | 15162.23 | 80.17% | 7517.6438 | 12028.23 | Yes |  |  | S0009504X2 | 5517
| 1.5” 951 V1000 Fluid Panel, Active Release | 140 | S014951FA0 | 3105.6475 | 40982 | 15163.34 | 79.52% | 7764.1188 | 12422.59 |  |  |  | S0009506X1 | 5182.5
| 1.5” 951 V1500 Fluid Panel, Active Release | 140 | S0149515AR | 2973.079 | 40977.5 | 15161.675 | 80.39% | 7432.6975 | 11892.316 | Yes |  |  | S0009506X2 | 5890.5
| 1.5” 951 V2000 Fluid Panel, Active Release | 140 | S014951FA2 | 3105.6475 | 40982 | 15163.34 | 79.52% | 7764.1188 | 12422.59 | Yes |  |  | S002950000 | 714
| *Please note that each Fluid Panel requires a pressure transducer to be ordered separately. Reference spare parts section for pressure transducer selection. | [6 empty] | 0 | 0 |  |  |  | S002950401 | 714
[8 empty] | 0 | 0 |  |  |  | S014950121 | 3949.5
| Zone Panels | [6 empty] | 0 | 0 |  |  |  | S100950140 | 10881
| 1.5" | [6 empty] | 0 | 0 |  |  |  | S120950140 | 20563
| 1.5” 951 V1000 Zone Panel, Dry Contact, Ball Valve | 150 | S01495110A | 2114.9295 | 30695.5 | 11357.335 | 81.38% | 5287.3236 | 8459.7178 |  |  |  | S200950140 | 22665
| 1.5” 951 V1500 Zone Panel, Dry Contact, Ball Valve | 150 | S01495115A | 2055.5552 | 30695.5 | 11357.335 | 81.9% | 5138.8879 | 8222.2207 | Yes |  |  | S300950140 | 12403.5
| 1.5” 951 V2000 Zone Panel, Dry Contact, Ball Valve | 150 | S01495120A | 2045.5302 | 30695.5 | 11357.335 | 81.99% | 5113.8255 | 8182.1207 | Yes |  |  | S400950140 | 30253
| 2" | [6 empty] | 0 | 0 |  |  |  | S4909500PP | 6029.5
| 2” 951 V1000 Zone Panel, Dry Contact, Ball Valve | 150 | S02095110A | 2433.4995 | 30695.5 | 11357.335 | 78.57% | 6083.7486 | 9733.9978 |  |  |  | S4909500SP | 1427
| 2” 951 V1500 Zone Panel, Dry Contact, Ball Valve | 150 | S02095115A | 2375.2234 | 30695.5 | 11357.335 | 79.09% | 5938.0584 | 9500.8934 | Yes |  |  | S4909502X1 | 4592.5
| 2” 951 V2000 Zone Panel, Dry Contact, Ball Valve | 150 | S02095120A | 2364.1002 | 30695.5 | 11357.335 | 79.18% | 5910.2504 | 9456.4007 | Yes |  |  | S4909502X2 | 4986
| Pressure Transducers | [6 empty] | 0 | 0 |  |  |  | S4909503X1 | 4789.5
| Pressure Transducer, Standard, 0-100 psi | 1 | P000951134 | 125.48 | 1735.5 | 642.135 | 80.46% | 313.7 | 501.92 |  |  |  | S4909503X2 | 4660.5
| Pressure Transducer Spec. App, Explosion Proof | 1 | P000951TRM | 761.6 | 4092.5 | 1514.225 | 49.7% | 1904 | 3046.4 |  |  |  | S4909504X1 | 4986
[8 empty] | 0 | 0 |  |  |  | S4909504X2 | 5517
| Nitrogen Supply | [6 empty] | 0 | 0 |  |  |  | S4909506X1 | 5182.5
| Relief Valves | [6 empty] | 0 | 0 |  |  |  | S4909506X2 | 5890.5
| Fluid to Zone Piping Relief Valve .85 Orifice 11/2” | 12 | S010951RLV | 288.17 | 5810 | 2149.7 | 86.59% | 720.425 | 1152.68 |  |  |  | S600950140 | 15158
| Fluid to Zone Piping Relief Valve 1.39 Orifice 2” | 12 | S020951RLV | 369.04 | 5988 | 2215.56 | 83.34% | 922.6 | 1476.16 |  |  |  | S800950140 | 18114
[8 empty] | 0 | 0 |  |  |  | S00095115D | 53893
| Cylinders | [6 empty] | 0 | 0 |  |  |  | S00095115R | 53894.5
| Victaulic Vortex Nitrogen Cylinder, 80L, w/Valve, Filled | 320 | S000950A01 | 851.09 | 8102.5 | 2997.925 | 71.61% | 2127.725 | 3404.36 |  | 10 | 29979.25 | S0009515AR | 40982
[8 empty] | 0 | 0 |  |  |  | S0009515DC | 40979
| Discharge Hose Kits and Accessories | [6 empty] | 0 | 0 |  |  |  | S010951ACT | 53891
| 80L Cylinder Primary Pilot Kit | 5 | S0009500PP | 551.3426 | 6029.5 | 2230.915 | 75.29% | 1378.3565 | 2205.3704 |  |  |  | S010951A20 | 53894.5
| 80L Cylinder Secondary Kit, With Gauge | 2 | S0009500SP | 130.0367 | 1427 | 527.99 | 75.37% | 325.0917 | 520.1468 |  |  |  | S010951DRY | 53893
| 80L Cylinder Secondary Pilot Kit, With Gauge and Pressure Switch | 2 | S000950PSP | 136.3425 | 2222 | 822.14 | 83.42% | 340.8562 | 545.37 |  |  |  | S010951FA0 | 40977.5
| 1/4” Pilot Hose, 700 MM, for joining rows in double stacked racks | 1 | S000950P70 | 8.3373 | 141 | 52.17 | 84.02% | 20.8433 | 33.3492 |  |  |  | S010951FA2 | 40982
| 1/4” Pilot Hose, 500 MM, for joining adjacent racks | 1 | S000950P50 | 6.9395 | 119 | 44.03 | 84.24% | 17.3487 | 27.758 |  |  |  | S010951F00 | 40979
| Vortex Single Cylinder Refill Adapter, CGA-580 Inlet | 1 | S002950000 | 48.1468 | 714 | 264.18 | 81.78% | 120.367 | 192.5872 |  |  |  | S010951F20 | 40979
| Vortex Single Cylinder Refill Adapter, CGA-677 Inlet | 1 | S002950401 | 89.8868 | 714 | 264.18 | 65.98% | 224.717 | 359.5472 |  |  |  | S010951RLV | 5810
| In Place Bulk Cylinder Refill Kit, 1” NPT Inlet | 20 | S000950015 | 768.69 | 6092.5 | 2254.225 | 65.9% | 1921.725 | 3074.76 |  |  |  | S010951026 | 53891
[8 empty] | 0 | 0 |  |  |  | S010951027 | 53891
| Bulk Nitrogen Supply | [6 empty] | 0 | 0 |  |  |  | S010951031 | 40977.5
| 24’ Bulk Gas Service ASME Tube |  |  |  | POA |  |  | 0 | 0 |  |  |  | S010951035 | 23993.5
| 38’ Bulk Gas Service ASME Tube |  |  |  | POA |  |  | 0 | 0 |  |  |  | S010951037 | 40977.5
| 2” Electrically Actuated Ball Valves, 24VDC, 75% Duty Cycle |  |  |  | POA |  |  | 0 | 0 |  |  |  | S010951052 | 27951
[8 empty] | 0 | 0 |  |  |  | S010951120 | 50125.5
| Manifolds | [6 empty] | 0 | 0 |  |  |  | S010951135 | 53861.5
| Two Cylinder Manifold, (2x1), includes 1 high pressure plug | 5 | S00M950PM2 | 258.2254 | 1761 | 651.57 | 60.37% | 645.5636 | 1032.9017 |  |  |  | S010951137 | 53891
| Three Cylinder Manifold, (3x1), includes 1 high pressure plug | 10 | S00M950PM3 | 297.724 | 1819.5 | 673.215 | 55.78% | 744.3101 | 1190.8961 |  |  |  | S010951138 | 40955
| Four Cylinder Manifold, (4x1), includes 1 high pressure plug | 15 | S00M950PM4 | 361.6504 | 1858.5 | 687.645 | 47.41% | 904.1259 | 1446.6015 |  |  |  | S010951139 | 40977.5
| Six Cylinder Manifold, (6x1), includes 1 high pressure plug | 20 | S00M950PM6 | 438.0753 | 2004 | 741.48 | 40.92% | 1095.1883 | 1752.3013 |  |  |  | S01095115D | 53891
| Four Cylinder Manifold, (2x2), includes 1 high pressure plug | 5 | S00M950PP4 | 271.5087 | 1807.5 | 668.775 | 59.4% | 678.7718 | 1086.0349 |  |  |  | S01095115R | 53891
| Six Cylinder Manifold, (3x2), includes 1 high pressure plug | 10 | S00M950PP6 | 320.0781 | 2200.5 | 814.185 | 60.69% | 800.1954 | 1280.3126 |  |  |  | S010951160 | 40977.5
| Eight Cylinder Manifold, (4x2), includes 1 high pressure plug | 15 | S00M950PP8 | 373.7892 | 2681.5 | 992.155 | 62.33% | 934.4731 | 1495.1569 |  |  |  | S010951200 | 53893
| Twelve Cylinder Manifold, (6x2), includes 1 high pressure plug | 50 | S00M95PP12 | 466.2142 | 3075.5 | 1137.935 | 59.03% | 1165.5354 | 1864.8567 |  |  |  | S0109515AR | 40977.5
[8 empty] | 0 | 0 |  |  |  | S0109515DC | 40977.5
| Isolation Ball Valve Kits | [6 empty] | 0 | 0 |  |  |  | S014951ACT | 54648
| 1” Manifold Isolation Ball Valve Assembly Kit | 12 | S000950010 | 227.197 | 3207 | 1186.59 | 80.85% | 567.9925 | 908.788 |  |  |  | S014951A20 | 54648
| 1.5” Manifold Isolation Ball Valve Assembly Kit | 15 | S014950121 | 404.067 | 3949.5 | 1461.315 | 72.35% | 1010.1675 | 1616.268 |  |  |  | S014951DRY | 54648
[8 empty] | 0 | 0 |  |  |  | S014951FA0 | 40982
| Pressure Switches | [6 empty] | 0 | 0 |  |  |  | S014951FA2 | 40982
| 1/2" Low Pressure Nitrogen Pressure Switch, Adjustable 10-100 psi | 1.2 | S000760044 | 65.25 | 455 | 168.35 | 61.24% | 163.125 | 261 |  |  |  | S014951F00 | 40979
[8 empty] | 0 | 0 |  |  |  | S014951F20 | 40979
| Cylinder Racks - Assembly Required | [6 empty] | 0 | 0 |  |  |  | S014951036 | 54648
| Structural Steel - FM Approved | [6 empty] | 0 | 0 |  |  |  | S014951037 | 54648
| 80L | [6 empty] | 0 | 0 |  |  |  | S014951039 | 23533.5
| Cylinder Storage Rack, 80L, Structural, Red Painted (2 cylinder 2x1) | 50 | K800950002 | 911.3 | 5264.5 | 1947.865 | 53.22% | 2278.25 | 3645.2 | Yes |  |  | S014951040 | 40977.5
| Cylinder Storage Rack, 80L, Structural, Red Painted (3 cylinder 3x1) | 50 | K800950003 | 1166.3 | 5965.5 | 2207.235 | 47.16% | 2915.75 | 4665.2 | Yes |  |  | S014951045 | 40977.5
| Cylinder Storage Rack, 80L, Structural, Red Painted (4 cylinder 4x1) | 60 | K800950104 | 1288.74 | 6721.5 | 2486.955 | 48.18% | 3221.85 | 5154.96 | Yes |  |  | S01495110A | 30695.5
| Cylinder Storage Rack, 80L, Structural, Red Painted (6 cylinder 6x1) | 60 | K800950106 | 1534.63 | 8105 | 2998.85 | 48.83% | 3836.575 | 6138.52 | Yes |  |  | S014951134 | 52681.5
| Cylinder Storage Rack, 80L, Structural, Red Painted (4 cylinder 2x2 ) | 50 | K800950004 | 731.96 | 5374.5 | 1988.565 | 63.19% | 1829.9 | 2927.84 |  |  |  | S014951135 | 54618
| Cylinder Storage Rack, 80L, Structural, Red Painted (6 cylinder 3x2) | 50 | K800950006 | 713.06 | 6590.5 | 2438.485 | 70.76% | 1782.65 | 2852.24 | Yes |  |  | S014951137 | 54648
| Cylinder Storage Rack, 80L, Structural, Red Painted (8 cylinder 4x2) | 60 | K800950008 | 917.25 | 7471.5 | 2764.455 | 66.82% | 2293.125 | 3669 |  |  |  | S014951138 | 40619.5
| Cylinder Storage Rack, 80L, Structural, Red Painted (12 cylinder 6x2 ) | 70 | K800950012 | 1127.6 | 9143 | 3382.91 | 66.67% | 2819 | 4510.4 |  |  |  | S014951144 | 54648
| Unistrut | [6 empty] | 0 | 0 |  |  |  | S01495115A | 30695.5
| 80L | [6 empty] | 0 | 0 |  |  |  | S01495115D | 54648
| Cylinder Storage Rack, 80L, Metal Framing, Galvanized (2 cylinder 2x1) | 40 | S0009502X1 | 445 | 4592.5 | 1699.225 | 73.81% | 1112.5 | 1780 | Yes |  |  | S01495115R | 54648
| Cylinder Storage Rack, 80L, Metal Framing, Galvanized (3 cylinder 3x1) | 40 | S0009503X1 | 537 | 4789.5 | 1772.115 | 69.7% | 1342.5 | 2148 | Yes |  |  | S014951150 | 40977.5
| Cylinder Storage Rack, 80L, Metal Framing, Galvanized (4 cylinder 4x1) | 50 | S0009504X1 | 368 | 4986 | 1844.82 | 80.05% | 920 | 1472 | Yes |  |  | S014951151 | 40977.5
| Cylinder Storage Rack, 80L, Metal Framing, Galvanized (6 cylinder 6x1) | 60 | S0009506X1 | 680 | 5182.5 | 1917.525 | 64.54% | 1700 | 2720 | Yes |  |  | S014951152 | 30678
| Cylinder Storage Rack, 80L, Metal Framing, Galvanized (4 cylinder 2x2 ) | 40 | S0009502X2 | 475 | 4986 | 1844.82 | 74.25% | 1187.5 | 1900 | Yes |  |  | S014951153 | 30695.5
| Cylinder Storage Rack, 80L, Metal Framing, Galvanized (6 cylinder 3x2) | 40 | S0009503X2 | 546 | 4660.5 | 1724.385 | 68.34% | 1365 | 2184 | Yes |  |  | S01495120A | 30695.5
| Cylinder Storage Rack, 80L, Metal Framing, Galvanized (8 cylinder 4x2) | 50 | S0009504X2 | 597 | 5517 | 2041.29 | 70.75% | 1492.5 | 2388 | Yes |  |  | S014951200 | 54648
| Cylinder Storage Rack, 80L, Metal Framing, Galvanized (12 cylinder 6x2 ) | 60 | S0009506X2 | 1099.36 | 5890.5 | 2179.485 | 49.56% | 2748.4 | 4397.44 | Yes |  |  | S0149515AR | 40977.5
| Wall Mount | [6 empty] | 0 | 0 |  |  |  | S0149515DC | 40977.5
| 80L | [6 empty] | 0 | 0 |  |  |  | S020951RLV | 5988
New | Wall Mount (2 cylinder 2x1) |  | K020950001 | 117.4 |  | 0 | #DIV/0! | 293.5 | 469.6 | Yes |  |  | S02095110A | 30695.5
New | Wall Mount (3 cylinder 3x1) |  | K030950001 | 164.95 |  | 0 | #DIV/0! | 412.375 | 659.8 | Yes |  |  | S02095115A | 30695.5
New | Wall Mount (4 cylinder 4x1) |  | K040950001 | 222.3 |  | 0 | #DIV/0! | 555.75 | 889.2 | Yes |  |  | S020951150 | 30695.5
New | Wall Mount (6 cylinder 6x1) |  | K060950001 | 317.35 |  | 0 | #DIV/0! | 793.375 | 1269.4 | Yes |  |  | S020951152 | 32215
New | Wall Mount (4 cylinder 2x2 ) |  | K040950002 | 124.95 |  | 0 | #DIV/0! | 312.375 | 499.8 |  |  |  | S02095120A | 30695.5
New | Wall Mount (6 cylinder 3x2) |  | K060950002 | 174.95 |  | 0 | #DIV/0! | 437.375 | 699.8 | Yes |  |  | S000952X03 | 1140
New | Wall Mount (8 cylinder 4x2) |  | K080950002 | 234.8 |  | 0 | #DIV/0! | 587 | 939.2 |  |  |  | S000952X06 | 1104
New | Wall Mount (12 cylinder 6x2 ) |  | K012950002 | 334.85 |  | 0 | #DIV/0! | 837.125 | 1339.4 |  |  |  | S000952003 | 1043
[8 empty] | 0 | 0 |  |  |  | S000952006 | 1043
| Water Supply | [6 empty] | 0 | 0 |  |  |  | S00195310X | 2558
| Water Tank Regulator w/ ¹⁄₂” x 36” Hose | 7 | P000950065 | 270.543 | 1973 | 730.01 | 62.94% | 676.3575 | 1082.172 |  |  |  | S002953X01 | 2966
| High-Capacity Water Tank Regulator w/ 1/2" x 36" Hose | 9 | S000950HCW | 702.6577 | 4871 | 1802.27 | 61.01% | 1756.6443 | 2810.6309 |  |  |  | S002953X02 | 2966
| 10 Gallon Water Tank, Red, w/ Trim, ASME and FM approved | 52 | S100950140 | 1470.2704 | 10881 | 4025.97 | 63.48% | 3675.6761 | 5881.0817 |  |  |  | S00295310A | 5074
| 30 Gallon Water Tank, Red, w/ Trim, ASME and FM approved | 105 | S300950140 | 1638.2704 | 12403.5 | 4589.295 | 64.3% | 4095.6761 | 6553.0817 |  |  |  | S002953100 | 1968.5
| 60 Gallon Water Tank, Red, w/ Trim, ASME and FM approved | 189 | S600950140 | 2249.2704 | 15158 | 5608.46 | 59.9% | 5623.1761 | 8997.0817 |  |  |  | S002953101 | 1969.5
| 80 Gallon Water Tank, Red, w/ Trim, ASME and FM approved | 249 | S800950140 | 2427.2704 | 18114 | 6702.18 | 63.78% | 6068.1761 | 9709.0817 |  |  |  | S003953X30 | 2374
| 120 Gallon Water Tank, Red, w/ Trim, ASME and FM approved | 353 | S120950140 | 2477.1738 | 20563 | 7608.31 | 67.44% | 6192.9344 | 9908.695 |  |  |  | S00395310A | 5074
| 200 Gallon Water Tank, Red, w/ Trim, ASME and FM approved | 640 | S200950140 | 2332.1738 | 22665 | 8386.05 | 72.19% | 5830.4344 | 9328.695 |  |  |  | S003953105 | 2657.5
| 400 Gallon Water Tank, Red, w/ Trim, ASME and FM approved | 1072 | S400950140 | 5046.1738 | 30253 | 11193.61 | 54.92% | 12615.4344 | 20184.695 |  |  |  | S003953130 | 1477.5
| Series 728 FireLock™ Ball Valve – 1” Threaded | 5.1 | V010728CT0 | 44.58 | 563.5 | 208.495 | 78.62% | 111.45 | 178.32 |  |  |  | S003953131 | 1477.5
| *Please note a Series 728 water ball valve must be ordered for each water tank | [11 empty] | S006953C01 | 130
| 1/2" Normally Closed Supervised Drain Valve, 24 VDC | 1.5 | S004N69106 | 142.43 | 1767.5 | 653.975 | 78.22% | [5 empty] | S006953ETK | 171.5
| 1/2 MNPT x 36” Stainless Steel Hose for Water Tank Regulator | 0.4 | P004950010 | 83 | 820.5 | 303.585 | 72.66% | [5 empty] | S006953XTK | 298
[13 empty] | S006953X01 | 194.5
| System Warning Signs | [11 empty] | S006953X40 | 1565
| Inside Zone Alarm Vacating Placard, V1000/V2000 | 0.1 | Z000950011 | 2.72 | 95.5 | 35.335 | 92.3% |  |  | Yes |  |  | S006953X50 | 1936.5
| Zone External Low Oxygen Condition Placard, V1000/V2000 | 0.1 | Z000950012 | 4.42 | 95.5 | 35.335 | 87.49% |  |  | Yes |  |  | S006953X51 | 1935.5
| Inside Zone Warning Label, V500/V1500 Systems | 0.1 | Z111278LBL | 12.6 | 95.5 | 35.335 | 64.34% | [5 empty] | S006953400 | 1123.5
| Outside Zone Warning Label, V500/V1500 Systems | 0.1 | Z111277LBL | 12.6 | 51.5 | 19.055 | 33.88% | [5 empty] | S006953402 | 1123.5
| Manual Pull Station Placard | 0.1 | Z000950004 | 5.28 | 51.5 | 19.055 | 72.29% | [5 empty] | S006953406 | 2086.5
| Rack Placard | 0.1 | Z000950030 | 21.8 | 51.5 | 19.055 | -14.41% | [5 empty] | S00695350A | 3383.5
| Victaulic Vortex System Information Label | 0.1 | Z519277LBL | 12.6 | 51.5 | 19.055 | 33.88% | [5 empty] | S006953500 | 1318.5
| Victaulic Vortex 500 System Information Label | 0.1 | Z517131LBL | 12.6 | 51.5 | 19.055 | 33.88% | [5 empty] | S006953501 | 1318.5
[13 empty] | S006953503 | 2657.5
| Spare Parts | [11 empty] | V010951000 | 11457
| Emitter Cap, 1/4-1/2”,Standard Style Emitter, orange | 0.5 | P002953260 | 0.695 | 30 | 11.1 | 93.74% | [5 empty] | P310955228 | 353
| Emitter Cap, Escutcheon Style Emitter, orange | 0.1 | P006953522 | 0.7075 | 30 | 11.1 | 93.63% | [5 empty] | PAY7000C01 | 21
| Emitter Cap, 5/8” Standard Style Emitter, orange | 0.5 | P006953560 | 0.8 | 30 | 11.1 | 92.79% | [5 empty] | P360955228 | 531
| O-ring Kit, primary/ secondary | 1 | K000950KIT | 8.1505 | 173.5 | 64.195 | 87.3% | [5 empty] | SY45953002 | 16
| Discharge Hose, 49L/50L, rt angle, 22.25” OAL | 1 | P000955B29 | 28.98 | 496 | 183.52 | 84.21% | [5 empty] | P004950010 | 820.5
| Discharge Hose, DOT 80L, rt angle, 13.5” OAL | 1 | P000955A29 | 25.795 | 455.5 | 168.535 | 84.69% | [5 empty] | S004953515 | 3383
| Discharge Hose Check Valve | 1 | S000950BA1 | 13.8708 | 298 | 110.26 | 87.42% | [5 empty] | S006953516 | 3383.5
| 1/4” Pilot Hose, 300 mm, for adjacent cylinders | 1 | S000950P32 | 5.1224 | 101 | 37.37 | 86.29% | [5 empty] | S006953512 | 1185.5
| 1/4” Pilot Hose, 450 mm, right angle, for primary | 1 | S000950B08 | 7.43 | 150.5 | 55.685 | 86.66% | [5 empty] | S006953514 | 1123.5
| Pilot Line Tee Nipple, 1/4” BSPP | 1 | S000950BA2 | 4.69 | 83 | 30.71 | 84.73% | [5 empty] | S010953511 | 2085
| Bleed Valve, 1/4” End of Pilot Line, with Crush Washer | 1 | S000950BA4 | 17.98 | 396.5 | 146.705 | 87.74%
| Copper Crush Washer for Bleed Valve | 0.1 | P000950018 | 1.11 | 18.5 | 6.845 | 83.78%
| Copper Crush Washer For Vortex Primary/Secondary Gauge | 0.1 | P000950001 | 0.585 | 9.5 | 3.515 | 83.36%
| Primary Solenoid Release Assembly | 5 | S000950B22 | 402.99 | 5101 | 1887.37 | 78.65%
| Snubber Assembly, with Crush Washer | 1 | P000955035 | 67.1835 | 238 | 88.06 | 23.71%
| Copper Crush Washer for Snubber Assembly | 0.1 | P000950034 | 4.75 | 24 | 8.88 | 46.51%
| Secondary Gauge Assembly | 1 | S000950B03 | 76.2117 | 690.5 | 255.485 | 70.17%
| Secondary Gauge Assembly, w/ pressure switch | 1.5 | P000951135 | 82.5175 | 1477.5 | 546.675 | 84.91%
| Replacement Fuse for PCB Board, 4AMP | 0.1 | P000951RFP | 0.26 | 6 | 2.22 | 88.29%
| 12V 12 Ah Replacement Battery for Power Supply (2 required) | 5 | P000950017 | 35.96 | 516.5 | 191.105 | 81.18%
| Replacement Pal Nut for Primary Solenoid Release Assembly | 0.1 | P000950PAL | 0.824 | 6 | 2.22 | 62.88%
Power Supply and Battery Back Up
| 115VAC Battery Backup Power Supply w/ (2) 12 Ah batteries | 20 | S000950027 | 405.04 | 5124.5 | 1896.065 | 78.64%
| 220VAC Battery Backup Power Supply w/ (2) 12 Ah batteries | 50 | S000950220 | 303.6568 | 5124.5 | 1896.065 | 83.98%
Engineering Site Support
| Site Support - First Day - Fee $3,000 | N/A | Code 7N |  | 3000 | 0
| Site Support - Additional Days - Fee $1,500 per day | N/A | Code 7N |  | 1500 | 0

## Margin Analysis
Instructions: Copy and Paste columns A-D from Configurator BOM |  |  |  | System Cost | Raw List | Multiplier | Net List | Gross Margin
|  |  |  | 13043.4613 | 96878.5 | 0.3 | 29063.55 | 55.12%
Item # | Description | Quantity | Partcode | Item Cost | Item List
1 | Victaulic Vortex Nitrogen Cylinder, 80L, w/Valve, Filled | 4 | S000950A01 | 3404.36 | 23004
2 | 80L Cylinder Primary Pilot Kit | 1 | S0009500PP | 551.3426 | 6391.5
3 | 80L Cylinder Secondary Kit, With Gauge | 3 | S0009500SP | 390.1101 | 4539
4 | VORTEX PRE ENGINEERED FOUR 80L CYLINDER | 1 | S800950004 | 5338.1933 | 28855.5
5 | Performance Based Designs | 1 | Z519892LBL | 0 | 55
6 | 5/8” Emitter, 954 cavity foil, standard, stainless, 3/4” FPT, 1/4” FPT | 2 | S006953514 | 65.4076 | 2382
7 | Water Flow Cartridge Kit, .53 GPM, Stainless, 3/4” NPT | 2 | K000953X53 | 271.02 | 2936
8 | 10 Gallon Water Tank, Red, w/ Trim, ASME and FM approved | 1 | S100950140 | 1470.2704 | 11534
9 | I-VORTEX PE.DIOM | 1 | Z000VTXPES
10 | Pressure Transducer, Standard, 0-100 psi | 1 | P000951134 | 125.48 | 1840
11 | 115VAC Battery Backup Power Supply w/ (2) 12 Ah batteries | 1 | S000950027 | 405.04 | 5432
12 | Vortex Single Cylinder Refill Adapter, CGA-580 Inlet | 4 | S002950000 | 192.5872 | 3028
13 | Inside Zone Warning Label, Vortex Systems | 1 | Z111278LBL | 12.6 | 101.5
14 | Outside Zone Warning Label, Vortex Systems | 1 | Z111277LBL | 12.6 | 55
15 | Manual Pull Station Placard | 1 | Z000950004 | 5.28 | 55
16 | Inside Zone Warning Label, Vortex Systems | 1 | Z111278LBL | 12.6 | 101.5
17 | Outside Zone Warning Label, Vortex Systems | 1 | Z111277LBL | 12.6 | 55
18 | Manual Pull Station Placard | 1 | Z000950004 | 5.28 | 55
19 | In Place Bulk Cylinder Refill Kit, 1” NPT Inlet | 1 | S000950015 | 768.69 | 6458.5

## Sheet1
Product Line | Item BPCS Number | M3 Item Number | CURRENT 2025 Listprice EUR | CURRENT 2025 Listprice USD | NEW 2025 Listprice EUR | NEW 2025 Listprice USD | Item Description | Status | Product Class | Sales Cat Code | Material | Gasket Option | Size 1 | Size 2 | Catalog Code | Outlet | Style Number
V2700003- VORTEX - CYLINDERS | Z212760LBL | ZL2127600000000 |  |  |  |  | VICTAULIC VORTEX WATER TANK FILLING PROCEDURE | 20- Released | D- Devices/Trim/Disc/Ring for VBSP | V27000000- VORTEX -HVLP | N/A- Not applicable | N/A- No Gasket |  |  |  |  | D950
V2700006- VORTEX - MISCELLANEOUS | Z000950030 | ZL0663600000000 | 136.9 | 195.11 |  |  | RACK PLACARD | 20- Released | D- Devices/Trim/Disc/Ring for VBSP | V27000000- VORTEX -HVLP | N/A- Not applicable | N/A- No Gasket |  |  | XVX | SYWA | MISC
V2700006- VORTEX - MISCELLANEOUS | Z000950012 | ZL0552300000000 | 30.83 | 43.94 |  |  | ZONE EXTERNAL LOW OXYGEN CONDITION PLACARD | 20- Released | D- Devices/Trim/Disc/Ring for VBSP | V27000000- VORTEX -HVLP | N/A- Not applicable | N/A- No Gasket |  |  | XVX | SYWA | MISC
V2700006- VORTEX - MISCELLANEOUS | Z000950011 | ZL0552200000000 | 19.33 | 27.55 |  |  | INSIDE ZONE ALARM VACATING PLACARD | 20- Released | D- Devices/Trim/Disc/Ring for VBSP | V27000000- VORTEX -HVLP | N/A- Not applicable | N/A- No Gasket |  |  | XVX | SYWA | MISC
V2700006- VORTEX - MISCELLANEOUS | Z000950004 | ZL0497600000000 | 75.24 | 107.23 |  |  | MANUAL PULL STATION PLACARD | 20- Released | D- Devices/Trim/Disc/Ring for VBSP | V27000000- VORTEX -HVLP | N/A- Not applicable | N/A- No Gasket |  |  | XVX | SYWA | MISC
V2700003- VORTEX - CYLINDERS | Z000950115 | Z09500VXSS00000 |  |  |  |  | M950/ SUPPRESSION SYSTEM INFL TAG | 20- Released | Z- Label, Tag, Shipping Supplies | V27000000- VORTEX -HVLP | N/A- Not applicable | N/A- No Gasket |  |  |  |  | M951
V2700006- VORTEX - MISCELLANEOUS | P010000ZHP | PZZZZ0010NPTZHP |  |  |  |  | M/ 033 HIGH PRESSURE SQUARE HEAD PIPE PLUG PLATED | 20- Released | P- Parts/Pipe/Tube | V99999000- MISCELLANEOUS | CS- Carbon Steel | N/A- No Gasket | 0033 |  |  |  | MISC
V2700006- VORTEX - MISCELLANEOUS | P010955005 | P09550000VXMIRC |  |  |  |  | M955/1 NPT FEMx3/4 NPT FEM RD CPL CL150 MALLEABLE IRON PLAIN | 20- Released | P- Parts/Pipe/Tube | V27000000- VORTEX -HVLP | N/A- Not applicable | N/A- No Gasket | 0033 |  |  |  | M955
V2700006- VORTEX - MISCELLANEOUS | PU01955M01 | P09550000VXHHSS |  |  |  |  | D955/1x1/4NPTMxF HX HD 316SS BSH PLN MCMASTER CARR #4443K415 | 20- Released | P- Parts/Pipe/Tube | V27000000- VORTEX -HVLP | N/A- Not applicable | N/A- No Gasket | 0033 |  |  |  | M955
V2700006- VORTEX - MISCELLANEOUS | PY64955M01 | P09550000VXHHBB |  |  |  |  | D955/ 3/4 NPTMx1/4 NPTF HX HEAD BRASS BUSH PLAIN | 20- Released | P- Parts/Pipe/Tube | V27000000- VORTEX -HVLP | N/A- Not applicable | N/A- No Gasket | 0026 |  |  |  | M955
V2700000- VORTEX | P014951P23 | P09510014VXSNZN |  |  |  |  | M951/ 1 1/2 NPTx4 LG SCH 160 ZINC PLT NPL | 20- Released | P- Parts/Pipe/Tube | V27000000- VORTEX -HVLP | N/A- Not applicable | N/A- No Gasket | 0048 | 0114 |  |  | M951
V2700006- VORTEX - MISCELLANEOUS | P014951008 | P09510014VXRG00 |  |  |  |  | M951/ 048 RUBBER GROMMET | 20- Released | P- Parts/Pipe/Tube | V27000000- VORTEX -HVLP | N/A- Not applicable | N/A- No Gasket | 0048 |  |  |  | M951
V2700000- VORTEX | P014951364 | P09510014VXG000 | 7.17 | 10.22 |  |  | M951/ 048 GROMMET PUSH IN PANEL HOLE | 20- Released | P- Parts/Pipe/Tube | V27000000- VORTEX -HVLP | N/A- Not applicable | N/A- No Gasket | 0048 |  |  |  | M951
V2700000- VORTEX | P010951C01 | P09510010VXSTRN |  |  |  |  | P/951 1"/33MM NPT WYE STRAINER 100 MESH DOUBLE SCREEN BRASS 150 PSI | 20- Released | P- Parts/Pipe/Tube | V27000000- VORTEX -HVLP | N/A- Not applicable | N/A- No Gasket | 0033 |  |  |  | M951
V2700000- VORTEX | P014951062 | P09510010VXSMP0 |  |  |  |  | M951/ 033-048 SWCH MTG PLATE F/ACT NDL VLV ASY | 20- Released | P- Parts/Pipe/Tube | V27000000- VORTEX -HVLP | N/A- Not applicable | N/A- No Gasket | 0033 | 0048 |  |  | M951
V2700000- VORTEX | P010951363 | P09510010VXG00P | 6.61 | 9.42 |  |  | M951/ 033 GROMMET PUSH IN PANEL HOLE | 20- Released | P- Parts/Pipe/Tube | V27000000- VORTEX -HVLP | N/A- Not applicable | N/A- No Gasket | 0033 |  |  |  | M951
V2700000- VORTEX | P006951Z05 | P09510006SGX000 | 425.32 | 606.17 |  |  | M951/ 026 NPT 316SS SIGHT GLASS 250 PSI 316.0 75RB REFLECTOR BALL | 20- Released | P- Parts/Pipe/Tube | V99999000- MISCELLANEOUS | N/A- Not applicable | N/A- No Gasket | 0026 |  |  |  | M951
V2700000- VORTEX | P000951TCH | P09510000VXWTCH |  |  |  |  | P/951 VORTEX WR HRN TOUCHSCREEN PNL W/PLUGGABLE TERM STRIP 10PIN IDL CONN INT ENCODER 25:1 GEARBOX NEMA OUTPUT FLG | 20- Released | P- Parts/Pipe/Tube | V27000000- VORTEX -HVLP | N/A- Not applicable | N/A- No Gasket |  |  |  |  | M951
V2700000- VORTEX | P000951326 | P09510000VXW326 |  |  |  |  | P/951 VORTEX WIRE HARNESS PANEL ZONE FE/ZN 3A CLEAR ZINC PLATED | 20- Released | P- Parts/Pipe/Tube | V27000000- VORTEX -HVLP | N/A- Not applicable | N/A- No Gasket |  |  |  |  | M951
V2700000- VORTEX | P000951312 | P09510000VXT312 |  |  |  |  | P/951 VORTEX CABLE TIE UL 94 V2 BLACK POLYAMIDE 6.6 | 20- Released | P- Parts/Pipe/Tube | V27000000- VORTEX -HVLP | N/A- Not applicable | N/A- No Gasket |  |  |  |  | M951
V2700000- VORTEX | P000951310 | P09510000VXA310 |  |  |  |  | P/951 VORTEX ADHESIVE BACK MOUNT PANDUIT ABMS-A | 20- Released | P- Parts/Pipe/Tube | V27000000- VORTEX -HVLP | N/A- Not applicable | N/A- No Gasket |  |  |  |  | M951
V2700000- VORTEX | P000951002 | P09510000ARV002 |  |  |  |  | P/951 MDRIVE23PLUS MOTION CNTL(MDI1PRD23C7-EQ-G1B9-F)W/PLUGGABLE TERM STRIP 10PIN IDL CONN INR ENCODER 79:1GR NEMA FLG | 20- Released | P- Parts/Pipe/Tube | V27000000- VORTEX -HVLP | N/A- Not applicable | N/A- No Gasket |  |  |  |  | M951
V2700000- VORTEX | P000951001 | P09510000ARV001 |  |  |  |  | P/951 COMBO MDRIVE23PLUS MOTION CNTL(MDI1PRD23B7-EQ-G1A9-F)W/PLGGABLE TERM 10PIN IDL CONN INR ENCODER 25:1GR NEMA FLG | 20- Released | P- Parts/Pipe/Tube | V27000000- VORTEX -HVLP | N/A- Not applicable | N/A- No Gasket | 0026 |  |  |  | M951
V2700000- VORTEX |  | P09500010ZZB8B0 |  |  |  |  | D950/1"ASTM A733 SCH80 ASTM A53 TYPE E GR B CS BLACK 6M LEN | 20- Released | P- Parts/Pipe/Tube | V27000000- VORTEX -HVLP | N/A- Not applicable | N/A- No Gasket | 0033 |  |  |  | D950
V2700000- VORTEX |  | P09500010ZZB4GB |  |  |  |  | D950/1"ASTM A733 SCH40 ASTM A53 TYPE E GR A CS BLACK 6M LEN | 20- Released | P- Parts/Pipe/Tube | V27000000- VORTEX -HVLP | N/A- Not applicable | N/A- No Gasket | 0048 |  |  |  | D950
V2700000- VORTEX |  | P09500010ZZB4B7 |  |  |  |  | D950/48 ASTM A733 SCH40 ASTM A53 TYPE E GR B CS BLACK 6M LEN | 20- Released | P- Parts/Pipe/Tube | V27000000- VORTEX -HVLP | N/A- Not applicable | N/A- No Gasket | 0048 |  |  |  | D950
V2700000- VORTEX |  | P09500010ZZB4B0 |  |  |  |  | D950/1"ASTM A733 SCH40 ASTM A53 TYPE E GR B CS BLACK 6M LEN | 20- Released | P- Parts/Pipe/Tube | V27000000- VORTEX -HVLP | N/A- Not applicable | N/A- No Gasket | 0033 |  |  |  | D950
V2700006- VORTEX - MISCELLANEOUS | P010955002 | P09500010ZZ0SEF |  |  |  |  | D950/1 NPT FEMALE 90 STR ELL CL3000 ALLOY STL PLAIN | 20- Released | P- Parts/Pipe/Tube | V27000000- VORTEX -HVLP | N/A- Not applicable | N/A- No Gasket | 0033 |  |  |  | D950
V2700006- VORTEX - MISCELLANEOUS | P010955004 | P09500010ZZ00UF |  |  |  |  | D950/ 1 NPT FEM UNION CL3000 MALLEABLE IRON PLAIN | 20- Released | P- Parts/Pipe/Tube | V27000000- VORTEX -HVLP | N/A- Not applicable | N/A- No Gasket | 0033 |  |  |  | D950
V2700000- VORTEX |  | P09500010ZZ00GB |  |  |  |  | D950/1" ASME B36.10M SCH40 ASTM A53 TYPE E GR A CS ZINC 6M L | 20- Released | P- Parts/Pipe/Tube | V27000000- VORTEX -HVLP | N/A- Not applicable | N/A- No Gasket | 0033 |  |  |  | D950
V2700000- VORTEX |  | P09500010ZZ00G0 |  |  |  |  | D950/ 1"ASTM A733 SCH40 ASTM A53 TYPE E GR A CS ZINC 6M LEN | 20- Released | P- Parts/Pipe/Tube | V27000000- VORTEX -HVLP | N/A- Not applicable | N/A- No Gasket | 0033 |  |  |  | D950
V2700003- VORTEX - CYLINDERS |  | P09500006ZZXZ30 |  |  |  |  | D950/3/4 NPTxCLOSE NPL ASTM A733 304SS/40S PLAIN 3C | 20- Released | P- Parts/Pipe/Tube | V27000000- VORTEX -HVLP | N/A- Not applicable | N/A- No Gasket |  |  |  |  | D950
V2700003- VORTEX - CYLINDERS |  | P09500006ZZXP00 |  |  |  |  | D950/GA SIG WIN W/REFLECTOR 3/4 NPTM 250 PSI SS POLY BALL 3C | 20- Released | P- Parts/Pipe/Tube | V27000000- VORTEX -HVLP | N/A- Not applicable | N/A- No Gasket |  |  |  |  | D950
V2700003- VORTEX - CYLINDERS |  | P09500006ZZXD3F |  |  |  |  | D950//STREET ELL90 3/4 NPTFxNPTM 304SS PLAIN CLASS 150 3C | 20- Released | P- Parts/Pipe/Tube | V27000000- VORTEX -HVLP | N/A- Not applicable | N/A- No Gasket |  |  |  |  | D950
V2700003- VORTEX - CYLINDERS |  | P09500006ZZFX30 |  |  |  |  | D950/3/4 GHT FEMx NPTM SWVL HEX FEM CONN HS ADP SS304 PLN 3C | 20- Released | P- Parts/Pipe/Tube | V27000000- VORTEX -HVLP | N/A- Not applicable | N/A- No Gasket |  |  |  |  | D950
V2700000- VORTEX |  | P09500004ZZZ000 |  |  |  |  | D950/1/2"ASTM A733 SCH40 ASTM A53 TYPE E GR B CS ZINC 6M LEN | 20- Released | P- Parts/Pipe/Tube | V27000000- VORTEX -HVLP | N/A- Not applicable | N/A- No Gasket | 0021 |  |  |  | D950
V2700003- VORTEX - CYLINDERS |  | P09500004ZZXSE0 |  |  |  |  | D950/1/2 NPTF STR ELL90 304SS ASME B16.3 CLASS 150 PLAIN 3C | 20- Released | P- Parts/Pipe/Tube | V27000000- VORTEX -HVLP | N/A- Not applicable | N/A- No Gasket |  |  |  |  | D950
V2700003- VORTEX - CYLINDERS |  | P09500004ZZXBHN |  |  |  |  | D950/BUSHING HEX HD 1 NPTM x 1/2 NPTF CLASS150 304SS PLAIN | 20- Released | P- Parts/Pipe/Tube | V27000000- VORTEX -HVLP | N/A- Not applicable | N/A- No Gasket |  |  |  |  | D950
V2700003- VORTEX - CYLINDERS |  | P09500004ZZX0LN |  |  |  |  | D950/1/2 NPTx1 1/2 LONG NPL 304SS PLAIN SCH40 ASTM A733 3C | 20- Released | P- Parts/Pipe/Tube | V27000000- VORTEX -HVLP | N/A- Not applicable | N/A- No Gasket |  |  |  |  | D950
V2700003- VORTEX - CYLINDERS |  | P09500004ZZSX3F |  |  |  |  | D950/STREET TEE 1/2 NPTFxNPTFxNPTM 304SS PLAIN 3C | 20- Released | P- Parts/Pipe/Tube | V27000000- VORTEX -HVLP | N/A- Not applicable | N/A- No Gasket |  |  |  |  | D950
V2700006- VORTEX - MISCELLANEOUS | P004950010 | P09500004ZZ0WTR | 598.26 | 852.64 |  |  | P/950 1/2 MNPTx36 SS HOSE FOR WATER TANK REGULATOR END TO END LENGTH 304SS | 20- Released | P- Parts/Pipe/Tube | V27000000- VORTEX -HVLP | N/A- Not applicable | N/A- No Gasket |  |  | XVV | TANK | D950
V2700003- VORTEX - CYLINDERS |  | P0950000410X0LN |  |  |  |  | D950/1/2 NPTx10 LONG NIPPLE 304SS PLAIN ASTM A733 SCH40 3C | 20- Released | P- Parts/Pipe/Tube | V27000000- VORTEX -HVLP | N/A- Not applicable | N/A- No Gasket |  |  |  |  | D950
V2700004- VORTEX - WATER SUPPLY | P002745X03 | P09500002ZZX900 | 1080.98 | 1540.61 |  |  | D950/1/4 MNPTx3 FT SS BRAID 304SS GA HOSE ASY | 20- Released | P- Parts/Pipe/Tube | V14745000- FIREPAC DEVICE KIT | N/A- Not applicable | N/A- No Gasket |  |  |  |  | D950
V2700003- VORTEX - CYLINDERS |  | P09500002ZZSX3F |  |  |  |  | D950/STREET TEE 1/4 NPTFxNPTFxNPTM 304SS PLAIN 3C | 20- Released | P- Parts/Pipe/Tube | V27000000- VORTEX -HVLP | N/A- Not applicable | N/A- No Gasket |  |  |  |  | D950
V2700006- VORTEX - MISCELLANEOUS | P000950PAL | P09500000RPPPAL | 14.76 | 21.04 |  |  | P/950 VORTEX REPLACEMENT PAL NUT FOR PRIMARY SOLENOID RELEASE ASSEMBLY | 20- Released | P- Parts/Pipe/Tube | V27000000- VORTEX -HVLP | N/A- Not applicable | N/A- No Gasket |  |  | XVV | SP | D950
V2700002- VORTEX - PANELS |  | P0950000000V0HS |  |  |  |  | P950/951 SCR #6-32x3/8 BUTTON HD CAP HEX SOC ASME B18.3 F835 ALY STL | 20- Released | P- Parts/Pipe/Tube | V27000000- VORTEX -HVLP | N/A- Not applicable | N/A- No Gasket |  |  |  |  | D951
V2700006- VORTEX - MISCELLANEOUS |  | P0950000000PT00 | 183.56 | 261.61 |  |  | D950/100L WATER TANK PLEXIGLASS TUBE | 20- Released | P- Parts/Pipe/Tube | V27000000- VORTEX -HVLP | N/A- Not applicable | N/A- No Gasket |  |  |  |  | D950
V2700006- VORTEX - MISCELLANEOUS | P000950018 | P0950000000CW00 | 8.82 | 12.57 |  |  | D950/ COPPER WASHER VORTEX BLEED VLV | 20- Released | P- Parts/Pipe/Tube | V27000000- VORTEX -HVLP | N/A- Not applicable | N/A- No Gasket |  |  | XVV | SP | D950
V2700002- VORTEX - PANELS |  | P09500000000W60 |  |  |  |  | P950/951 WASHER #6 NOMINAL PLIAN .156 X .375 X .049 ASME B18.21.1 PLT | 20- Released | P- Parts/Pipe/Tube | V27000000- VORTEX -HVLP | N/A- Not applicable | N/A- No Gasket |  |  |  |  | D951
V2700003- VORTEX - CYLINDERS | P000950037 | P09500000000URA |  |  |  |  | D950/ STEM SEAT REFILL ADAPTER ASY | 20- Released | P- Parts/Pipe/Tube | V27100000- VORTEX 500 | N/A- Not applicable | N/A- No Gasket |  |  |  |  | D950
V2700003- VORTEX - CYLINDERS | P002950002 | P09500000000SNT |  |  |  |  | D950/ SEAL NUT THD ADP ASY F/CGA 580 CON PT | 20- Released | P- Parts/Pipe/Tube | V27000000- VORTEX -HVLP | N/A- Not applicable | N/A- No Gasket |  |  |  |  | D950
V2700003- VORTEX - CYLINDERS |  | P09500000000BNM |  |  |  |  | D950/BASE NUT F/BS341 No.3, G 5/8 THREAD PER BS2779 MALE ADP | 20- Released | P- Parts/Pipe/Tube | V27000000- VORTEX -HVLP | N/A- Not applicable | N/A- No Gasket |  |  |  |  | D950
V2700000- VORTEX |  | P00000000VXT000 | 2123.92 | 3027.01 |  |  | VORTEX TROLLEY FOR 80LT GAS CYLINDER | 20- Released | P- Parts/Pipe/Tube | V27000000- VORTEX -HVLP | N/A- Not applicable | N/A- No Gasket |  |  |  |  | MISC
V2700006- VORTEX - MISCELLANEOUS | K00095315X | K09530006VXWCX9 | 1267.59 | 1806.57 |  |  | K/953 KIT WATER FLOW CARTRIDGE STAINLESS STEEL 1.59 GPM 3/4" NPT FOR VORTEX | 20- Released | K- Kits, Koils, Repair Kits, Pump Drop | V27000000- VORTEX -HVLP | N/A- Not applicable | N/A- No Gasket | 0073 |  | XVV | WFK | MISC
V2700006- VORTEX - MISCELLANEOUS | K000953X23 | K09530006VXWCX3 | 1267.59 | 1806.57 |  |  | K/953 KIT WATER FLOW CARTRIDGE STAINLESS STEEL 4.23 GPM 3/4" NPT FOR VORTEX | 20- Released | K- Kits, Koils, Repair Kits, Pump Drop | V27000000- VORTEX -HVLP | N/A- Not applicable | N/A- No Gasket | 0073 |  | XVV | WFK | MISC
V2700006- VORTEX - MISCELLANEOUS | K000953X11 | K09530006VXWCX1 | 1267.59 | 1806.57 |  |  | K/953 KIT WATER FLOW CARTRIDGE STAINLESS STEEL 2.11 GPM 3/4" NPT FOR VORTEX | 20- Released | K- Kits, Koils, Repair Kits, Pump Drop | V27000000- VORTEX -HVLP | N/A- Not applicable | N/A- No Gasket | 0073 |  | XVV | WFK | MISC
V2700006- VORTEX - MISCELLANEOUS | K000953153 | K09530006VXWCB9 | 979.69 | 1396.25 |  |  | K/953 KIT WATER FLOW CARTRIDGE BRASS 1.59 GPM 3/4" NPT FOR VORTEX | 20- Released | K- Kits, Koils, Repair Kits, Pump Drop | V27000000- VORTEX -HVLP | N/A- Not applicable | N/A- No Gasket | 0073 |  | XVV | WFK | MISC
V2700006- VORTEX - MISCELLANEOUS | K000953423 | K09530006VXWCB3 | 979.69 | 1396.25 |  |  | K/953 KIT WATER FLOW CARTRIDGE BRASS 4.23 GPM 3/4" NPT FOR VORTEX | 20- Released | K- Kits, Koils, Repair Kits, Pump Drop | V27000000- VORTEX -HVLP | N/A- Not applicable | N/A- No Gasket | 0073 |  | XVV | WFK | MISC
V2700006- VORTEX - MISCELLANEOUS | K000953211 | K09530006VXWCB1 | 979.69 | 1396.25 |  |  | K/953 KIT WATER FLOW CARTRIDGE BRASS 2.11 GPM 3/4" NPT FOR VORTEX | 20- Released | K- Kits, Koils, Repair Kits, Pump Drop | V27000000- VORTEX -HVLP | N/A- Not applicable | N/A- No Gasket | 0073 |  | XVV | WFK | MISC
V2700006- VORTEX - MISCELLANEOUS | K090950055 | K09500090VXCRST | 3799.1 | 5414.48 |  |  | K/950 VORTEX CYLINDER RESTRAINT KIT FOR 9-12 CYLINDERS BRONZE BODY | 20- Released | K- Kits, Koils, Repair Kits, Pump Drop | V27100000- VORTEX 500 | N/A- Not applicable | N/A- No Gasket |  |  | XVV | CRK | K950
V2700006- VORTEX - MISCELLANEOUS | K050950055 | K09500050VXCRST | 2583.24 | 3681.63 |  |  | K/950 VORTEX CYLINDER RESTRAINT KIT FOR 5-8 CYLINDERS BRONZE BODY | 20- Released | K- Kits, Koils, Repair Kits, Pump Drop | V27100000- VORTEX 500 | N/A- Not applicable | N/A- No Gasket |  |  | XVV | CRK | K950
V2700006- VORTEX - MISCELLANEOUS |  | K09500024VX8000 |  |  |  |  | K/950 VORTEX SYSTEM WITH 80L NITROGEN CYLINDERS | 20- Released | K- Kits, Koils, Repair Kits, Pump Drop | V27000000- VORTEX -HVLP | N/A- Not applicable | N/A- No Gasket |  |  |  |  | K950
V2700006- VORTEX - MISCELLANEOUS | K010950055 | K09500010VXCRST | 1423.29 | 2028.47 |  |  | K/950 VORTEX CYLINDER RESTRAINT KIT FOR 1-4 CYLINDERS BRONZE BODY | 20- Released | K- Kits, Koils, Repair Kits, Pump Drop | V27100000- VORTEX 500 | N/A- Not applicable | N/A- No Gasket |  |  | XVV | CRK | K950
V2700004- VORTEX - WATER SUPPLY | K000950WTR | K09500000VXWTRR | 319.77 | 455.74 |  |  | K/950 KIT WATER TANK REGULATOR TAMPER RESISTANT FOR VORTEX | 20- Released | K- Kits, Koils, Repair Kits, Pump Drop | V27000000- VORTEX -HVLP | N/A- Not applicable | N/A- No Gasket |  |  | XVV | TANK | K950
V2700006- VORTEX - MISCELLANEOUS | P000950001 | K09500000VXRCCW | 4.41 | 6.29 |  |  | K/950 REPLACEMENT CRUSHED COPPER WASHER E1235R F/VORTEX PRI/SEC GAUGE | 20- Released | K- Kits, Koils, Repair Kits, Pump Drop | V27000000- VORTEX -HVLP | N/A- Not applicable | N/A- No Gasket |  |  | XVV | SP | K950
V2700006- VORTEX - MISCELLANEOUS | K000950KIT | K09500000VXPK00 | 61.18 | 87.19 |  |  | K/950 REPAIR KIT F/PRIMARY PILOT/SECOND KIT IN PLACE KIT | 20- Released | K- Kits, Koils, Repair Kits, Pump Drop | V27000000- VORTEX -HVLP | N/A- Not applicable | N/A- No Gasket |  |  | XVV | SP | K950
V2700004- VORTEX - WATER SUPPLY | K100950149 | K0950000000WTTT | 3708.73 | 5285.68 |  |  | K/950 10 GAL TO 80 GAL WATER TANK TRIM (-01) | 20- Released | K- Kits, Koils, Repair Kits, Pump Drop | V27000000- VORTEX -HVLP | N/A- Not applicable | N/A- No Gasket |  |  |  |  | K950
V2700004- VORTEX - WATER SUPPLY | K120950139 | K0950000000WTT1 | 3823.38 | 5449.08 |  |  | K/950 120 GAL AND UP WATER TANK TRIM(-02) | 20- Released | K- Kits, Koils, Repair Kits, Pump Drop | V27000000- VORTEX -HVLP | N/A- Not applicable | N/A- No Gasket |  |  |  |  | K950
V2700005- VORTEX - VORTEX 500 |  | E09550000VX82FR |  |  |  |  | D955/ VORTEX 80L 200BAR RAL9005 25E TPED -EU USE - FILLED | 80- Not carrd | E- Engineered Products | V27000000- VORTEX -HVLP | N/A- Not applicable | N/A- No Gasket |  |  |  |  | D955
V2700005- VORTEX - VORTEX 500 |  | E09550000VX82ER |  |  |  |  | D955/ VORTEX 80L 200BAR RAL9005 25E TPED -EU USE - EMPTY | 80- Not carrd | E- Engineered Products | V27000000- VORTEX -HVLP | N/A- Not applicable | N/A- No Gasket |  |  |  |  | D955
V2700001- VORTEX - EMITTERS |  | E09530014VXPEG0 |  |  |  |  | EP/953 1 1/2"/48MM VORTEX HIGH TEMPERATURE PROTECTIVE RUBBER CAP | 20- Released | D- Devices/Trim/Disc/Ring for VBSP | V27000000- VORTEX -HVLP | N/A- Not applicable | N/A- No Gasket | 0026 |  |  |  | D953
V2700001- VORTEX - EMITTERS |  | E09530006VX5ETK |  |  |  |  | D953/ EMITTER TRIM KIT BRASS 1/2 ORIFICE 3/4 NPT F/V1500 | 20- Released | E- Engineered Products | V27000000- VORTEX -HVLP | BRS- Brass | N/A- No Gasket | 0026 |  |  |  | D953
V2700001- VORTEX - EMITTERS | @003953KX0 | E09530003VXKX0 |  |  |  |  | EP/953 3/8” VORTEX EMITTER ASSEMBLY WITH HIGH TEMP O-RINGS | 20- Released | E- Engineered Products | V27000000- VORTEX -HVLP | SS- Stainless Steel | N/A- No Gasket |  |  |  |  | D953
V2700005- VORTEX - VORTEX 500 |  | E09510000VX8230 |  |  |  |  | D951/ VORTEX 2 80L CYLINDER W/30GALLON WATER TANK PRE-BUILT | 20- Released | E- Engineered Products | V27000000- VORTEX -HVLP | N/A- Not applicable | N/A- No Gasket |  |  |  |  | D951
V2700005- VORTEX - VORTEX 500 |  | E09510000VX58PF |  |  |  |  | D951/ VORTEX 1500 FRAM PRE-BUILT 80L | 20- Released | E- Engineered Products | V27000000- VORTEX -HVLP | N/A- Not applicable | N/A- No Gasket |  |  |  |  | D951
V2700004- VORTEX - WATER SUPPLY |  | E09500000VXBGST |  |  |  |  | D950/BULK GAS SERVICE TUBE (4 TUBE ASY) | 10- Prel. item | E- Engineered Products | V27000000- VORTEX -HVLP | N/A- Not applicable | N/A- No Gasket |  |  |  |  | D950
V2700003- VORTEX - CYLINDERS |  | D950/1/2 NPTX10 |  |  |  |  | D950/1/2 NPTF STR ELL90 304SS ASME B16.3 CLASS 150 PLAIN 3C | 90- Not stock | D- Devices/Trim/Disc/Ring for VBSP | V27000000- VORTEX -HVLP | N/A- Not applicable | N/A- No Gasket |  |  |  |  | D950
V2700005- VORTEX - VORTEX 500 |  | D09550800VX00PF |  |  |  |  | D/955 PREBUILT FRAME ASY F/80L VORTEX 500 CCCF | 20- Released | D- Devices/Trim/Disc/Ring for VBSP | V27100000- VORTEX 500 | N/A- Not applicable | N/A- No Gasket | 0080 |  |  |  | D955
V2700006- VORTEX - MISCELLANEOUS | P480955228 | D09550480VXJICX | 775.39 | 1105.09 |  |  | M955/ 1220/48" SS JIC HOSE ASSEMBLY | 20- Released | D- Devices/Trim/Disc/Ring for VBSP | V27000000- VORTEX -HVLP | SS- Stainless Steel | N/A- No Gasket | 1220 |  | XVV | COMP | M955
V2700006- VORTEX - MISCELLANEOUS | P360955228 | D09550360VXJICX | 549.67 | 783.39 |  |  | M955/ 914/36" SS JIC HOSE ASSEMBLY | 20- Released | D- Devices/Trim/Disc/Ring for VBSP | V27000000- VORTEX -HVLP | SS- Stainless Steel | N/A- No Gasket | 0914 |  | XVV | COMP | M955
V2700006- VORTEX - MISCELLANEOUS | P310955228 | D09550310VXJICX | 488.02 | 695.53 |  |  | M955/ 790/31" SS JIC HOSE ASSEMBLY | 20- Released | D- Devices/Trim/Disc/Ring for VBSP | V27000000- VORTEX -HVLP | SS- Stainless Steel | N/A- No Gasket | 0790 |  | XVV | COMP | M955
V2700006- VORTEX - MISCELLANEOUS | P000955307 | D09550080VXSIWA |  |  |  |  | D/955 8x11 SCHEMATIC"TERNAL WIRING PANEL SELF ADHESIVE | 20- Released | D- Devices/Trim/Disc/Ring for VBSP | V27000000- VORTEX -HVLP | N/A- Not applicable | N/A- No Gasket | 0000 |  |  |  | D955
V2700006- VORTEX - MISCELLANEOUS | P000955309 | D09550080VXSFCA |  |  |  |  | D/955 8x11 SCHEMATIC FIELD CONN WIRING PANEL SELF ADHESIVE | 20- Released | D- Devices/Trim/Disc/Ring for VBSP | V27000000- VORTEX -HVLP | N/A- Not applicable | N/A- No Gasket | 0000 |  |  |  | D955
V2700006- VORTEX - MISCELLANEOUS | P000955A29 | D09550080VX8DH0 | 174.19 | 248.26 |  |  | D955/DISCHARGE HOSE ASY 80L 1/2 BSPP X 3/4 BSPP ISOMATIC | 20- Released | D- Devices/Trim/Disc/Ring for VBSP | V27000000- VORTEX -HVLP | N/A- Not applicable | N/A- No Gasket |  |  | XVV | SP | D955
V2700005- VORTEX - VORTEX 500 |  | D09550080000030 |  |  |  |  | D955/ VORTEX 2 80L CYLINDER ASY W/ENCLOSURE W/O CYL OR PILOT | 90- Not stock | D- Devices/Trim/Disc/Ring for VBSP | V27100000- VORTEX 500 | N/A- Not applicable | N/A- No Gasket |  |  |  |  | D955
V2700005- VORTEX - VORTEX 500 | S490VPPC01 | D09550049VX04WN |  |  |  |  | D/955 1 49L CYL ASY W/ENCLOSURE W/O CYLINDER | 90- Not stock | D- Devices/Trim/Disc/Ring for VBSP | V27000000- VORTEX -HVLP | N/A- Not applicable | N/A- No Gasket |  |  |  |  | D955
V2700005- VORTEX - VORTEX 500 |  | D09550049000003 |  |  |  |  | D955/ VORTEX 955 1 49L CYLINDER ASY W/O ENCLOSURE | 90- Not stock | D- Devices/Trim/Disc/Ring for VBSP | V27000000- VORTEX -HVLP | N/A- Not applicable | N/A- No Gasket |  |  |  |  | D955
V2700005- VORTEX - VORTEX 500 | P000955004 | D09550040VX90C0 |  |  |  |  | D955/ 4x80 CABINET F/V500 | 20- Released | D- Devices/Trim/Disc/Ring for VBSP | V27000000- VORTEX -HVLP | N/A- Not applicable | N/A- No Gasket |  |  |  |  | D955
V2700005- VORTEX - VORTEX 500 |  | D09550040VX8ENC |  |  |  |  | D/955 FOUR 80L CYLINDER ASSEMBLY WITH ENCLOSURE WITHOUT CYLINDER | 90- Not stock | D- Devices/Trim/Disc/Ring for VBSP | V27100000- VORTEX 500 | N/A- Not applicable | N/A- No Gasket | 0080 |  |  |  | D955
V2700005- VORTEX - VORTEX 500 | S800955004 | D09550040VX8CWE | 106150.15 | 151285.19 |  |  | D955/ VORTEX 4 80L CYLINDER ASY WITHOUT ENCLOSURE | 20- Released | D- Devices/Trim/Disc/Ring for VBSP | V27100000- VORTEX 500 | N/A- Not applicable | N/A- No Gasket |  |  |  |  | D955
V2700005- VORTEX - VORTEX 500 |  | D09550040VX8CPF |  |  |  |  | D/955 FOUR CYLINDER 80L VORTEX 500 PRE-BUILT CCCF | 20- Released | D- Devices/Trim/Disc/Ring for VBSP | V27100000- VORTEX 500 | N/A- Not applicable | N/A- No Gasket | 0080 |  |  |  | D955
V2700005- VORTEX - VORTEX 500 |  | D09550040VX8CEE | 102368.12 | 145895.04 |  |  | D955/ VORTEX 4 80L CYLINDER ASY W/ENCLOSURE F/EUROPE ONLY | 90- Not stock | D- Devices/Trim/Disc/Ring for VBSP | V27000000- VORTEX -HVLP | N/A- Not applicable | N/A- No Gasket |  |  |  |  | D955
V2700005- VORTEX - VORTEX 500 | S8009550E4 | D09550040VX8CE0 | 28229.97 | 40233.35 |  |  | D955/ VORTEX 4 80L CYLINDER ASY F/EUROPE ONLY | 20- Released | D- Devices/Trim/Disc/Ring for VBSP | V27100000- VORTEX 500 | N/A- Not applicable | N/A- No Gasket |  |  |  |  | D955
V2700005- VORTEX - VORTEX 500 | S800955C04 | D09550040VX8C0E | 127528.25 | 181753.26 |  |  | D955/ VORTEX 4 80L CYLINDER ASY W/ENCLOSURE | 90- Not stock | D- Devices/Trim/Disc/Ring for VBSP | V27100000- VORTEX 500 | N/A- Not applicable | N/A- No Gasket |  |  |  |  | D955
V2700005- VORTEX - VORTEX 500 | S490955004 | D09550040VX4CWE |  |  |  |  | D955/ VORTEX 4 49L CYLINDER ASY W/O ENCLOSURE | 20- Released | D- Devices/Trim/Disc/Ring for VBSP | V27000000- VORTEX -HVLP | N/A- Not applicable | N/A- No Gasket |  |  |  |  | D955
V2700005- VORTEX - VORTEX 500 |  | D09550040VX40C0 |  |  |  |  | D/955 FOUR 49L CYL ASY WITH CABINENT WITHOUT CYLINDER | 90- Not stock | D- Devices/Trim/Disc/Ring for VBSP | V27100000- VORTEX 500 | N/A- Not applicable | N/A- No Gasket |  |  |  |  | D955
V2700006- VORTEX - MISCELLANEOUS |  | D09550030VXWT33 |  |  |  |  | D/955 WATER TANK WITH TRIM ASSEMBLY 30L 3C | 20- Released | D- Devices/Trim/Disc/Ring for VBSP | V27100000- VORTEX 500 | N/A- Not applicable | N/A- No Gasket | 0030 |  |  |  | D955
V2700005- VORTEX - VORTEX 500 |  | D09550030VX8ENC |  |  |  |  | D/955 THREE 80L CYL ASY W/ENCLOSURE W/O CYLINDER | 90- Not stock | D- Devices/Trim/Disc/Ring for VBSP | V27100000- VORTEX 500 | N/A- Not applicable | N/A- No Gasket | 0080 |  |  |  | D955
V2700005- VORTEX - VORTEX 500 | S800955003 | D09550030VX8CWE | 92654.2 | 132050.77 |  |  | D955/ VORTEX 3 80L CYLINDER ASY W/O ENCLOSURE | 20- Released | D- Devices/Trim/Disc/Ring for VBSP | V27100000- VORTEX 500 | N/A- Not applicable | N/A- No Gasket |  |  |  |  | D955
V2700005- VORTEX - VORTEX 500 |  | D09550030VX8CEE | 100965.77 | 143896.42 |  |  | D955/ VORTEX 3 80L CYLINDER ASY W/ENCLOSURE F/EUROPE ONLY | 90- Not stock | D- Devices/Trim/Disc/Ring for VBSP | V27000000- VORTEX -HVLP | N/A- Not applicable | N/A- No Gasket |  |  |  |  | D955
V2700005- VORTEX - VORTEX 500 | S8009550E3 | D09550030VX8CE0 | 26576.26 | 37876.49 |  |  | D955/ VORTEX 3 80L CYLINDER ASY F/EUROPE ONLY | 20- Released | D- Devices/Trim/Disc/Ring for VBSP | V27000000- VORTEX -HVLP | N/A- Not applicable | N/A- No Gasket |  |  |  |  | D955
V2700005- VORTEX - VORTEX 500 | S490VPPC03 | D09550030VX4ENC |  |  |  |  | D/955 THREE 49L CYL ASY W/ENCLOSURE W/O CYLINDER | 90- Not stock | D- Devices/Trim/Disc/Ring for VBSP | V27000000- VORTEX -HVLP | N/A- Not applicable | N/A- No Gasket |  |  |  |  | D955
V2700005- VORTEX - VORTEX 500 | S800VPPC02 | D09550020VX8ENC |  |  |  |  | D/955 TWO 80L CYL ASY W/ENCLOSURE W/O CYLINDER | 90- Not stock | D- Devices/Trim/Disc/Ring for VBSP | V27100000- VORTEX 500 | N/A- Not applicable | N/A- No Gasket | 0080 |  |  |  | D955
V2700005- VORTEX - VORTEX 500 | S800955002 | D09550020VX8CWE | 73134.34 | 104231.06 |  |  | D955/ VORTEX 2 80L CYLINDER ASY WITHOUT ENCLOSURE | 20- Released | D- Devices/Trim/Disc/Ring for VBSP | V27100000- VORTEX 500 | N/A- Not applicable | N/A- No Gasket |  |  |  |  | D955
V2700005- VORTEX - VORTEX 500 |  | D09550020VX8CPF |  |  |  |  | D/955 TWO CYLINDER 80L VORTEX 500 PRE-BUILT CCCF | 20- Released | D- Devices/Trim/Disc/Ring for VBSP | V27100000- VORTEX 500 | N/A- Not applicable | N/A- No Gasket | 0080 |  |  |  | D955
V2700005- VORTEX - VORTEX 500 |  | D09550020VX8CPB |  |  |  |  | D/955 VORTEX TWO CYLINDER 80L PRE-BUILT ASSEMBLY DOT FOR S/500 | 20- Released | D- Devices/Trim/Disc/Ring for VBSP | V27100000- VORTEX 500 | N/A- Not applicable | N/A- No Gasket | 0080 |  |  |  | D955
V2700005- VORTEX - VORTEX 500 | S800955CE2 | D09550020VX8CEE | 80021.49 | 114046.63 |  |  | D955/ VORTEX 2 80L CYLINDER ASY W/ENCLOSURE F/EUROPE ONLY | 80- Not carrd | D- Devices/Trim/Disc/Ring for VBSP | V27100000- VORTEX 500 | N/A- Not applicable | N/A- No Gasket |  |  |  |  | D955
V2700005- VORTEX - VORTEX 500 | S8009550E2 | D09550020VX8CE0 | 24051.04 | 34277.54 |  |  | D955/ VORTEX 2 80L CYLINDER ASY F/EUROPE ONLY | 20- Released | D- Devices/Trim/Disc/Ring for VBSP | V27000000- VORTEX -HVLP | N/A- Not applicable | N/A- No Gasket |  |  |  |  | D955
V2700005- VORTEX - VORTEX 500 | S800955C02 | D09550020VX8C0E | 91735.29 | 130741.14 |  |  | D955/ VORTEX 2 80L CYLINDER ASY W/ENCLOSURE | 90- Not stock | D- Devices/Trim/Disc/Ring for VBSP | V27100000- VORTEX 500 | N/A- Not applicable | N/A- No Gasket |  |  |  |  | D955
V2700005- VORTEX - VORTEX 500 | S490955C02 | D09550020VX4CWE |  |  |  |  | D955/ VORTEX 2 49L CYLINDER ASY W/ ENCLOSURE | 90- Not stock | D- Devices/Trim/Disc/Ring for VBSP | V27000000- VORTEX -HVLP | N/A- Not applicable | N/A- No Gasket |  |  |  |  | D955
V2700005- VORTEX - VORTEX 500 | S490955002 | D09550020VX40WE |  |  |  |  | D955/ VORTEX 2 49L CYLINDER ASY W/O ENCLOSURE | 20- Released | D- Devices/Trim/Disc/Ring for VBSP | V27100000- VORTEX 500 | N/A- Not applicable | N/A- No Gasket |  |  |  |  | D955
V2700005- VORTEX - VORTEX 500 | S490VPPC02 | D09550020VX0ENC |  |  |  |  | D/955 TWO 49L CYLINDER ASSEMBLY W/ENCLOSURE WITHOUT CYLINDER | 90- Not stock | D- Devices/Trim/Disc/Ring for VBSP | V27000000- VORTEX -HVLP | N/A- Not applicable | N/A- No Gasket |  |  |  |  | D955
V2700006- VORTEX - MISCELLANEOUS | P014955004 | D09550014VXU300 |  |  |  |  | 1 1/2 NPT FEM UNION CL3000 MALLEABLE IRON PLAIN | 20- Released | D- Devices/Trim/Disc/Ring for VBSP | V27000000- VORTEX -HVLP | N/A- Not applicable | N/A- No Gasket | 0048 |  |  |  | M955
V2700006- VORTEX - MISCELLANEOUS | S010955306 | D09550010VXTANS |  |  |  |  | D/955 1"/033MM TRIM ASY NITROGEN SUPPLY ACTUATOR NEEDLE VALVE | 20- Released | D- Devices/Trim/Disc/Ring for VBSP | V27000000- VORTEX -HVLP | CS- Carbon Steel | N/A- No Gasket | 0033 |  |  |  | D955
V2700006- VORTEX - MISCELLANEOUS | P010955000 | D09550010VXSTRT |  |  |  |  | M955/1 NPT FEM STREET TEE CL3000 ALLOY STEEL PLAIN | 20- Released | D- Devices/Trim/Disc/Ring for VBSP | V27000000- VORTEX -HVLP | N/A- Not applicable | N/A- No Gasket | 0033 |  |  |  | M955
V2700006- VORTEX - MISCELLANEOUS |  | D09550010VXN0B0 |  |  |  |  | D955/1-11/2"/33-48MM NPT NPL SCH80 ASTM A53 TYPE E GRADE B CS BLACK | 20- Released | D- Devices/Trim/Disc/Ring for VBSP | V27100000- VORTEX 500 | CS- Carbon Steel | N/A- No Gasket | 0033 |  |  |  | M955
V2700006- VORTEX - MISCELLANEOUS | P010955040 | D09550010VXEA00 |  |  |  |  | M955/ 033 20"x16" ENCLOSURE ASSEMBLY | 20- Released | D- Devices/Trim/Disc/Ring for VBSP | V27100000- VORTEX 500 | CS- Carbon Steel | N/A- No Gasket | 0033 |  |  |  | M955
V2700002- VORTEX - PANELS | S010955018 | D09550010VXANVA |  |  |  |  | D0955/033 PANEL ASY ACTUATOR NEEDLE VALVE ASY | 20- Released | D- Devices/Trim/Disc/Ring for VBSP | V27100000- VORTEX 500 | N/A- Not applicable | N/A- No Gasket | 0033 |  |  |  | D955
V2700005- VORTEX - VORTEX 500 | S800955001 | D09550010VX8CWE | 60904.58 | 86801.21 |  |  | D955/ VORTEX 1 80L CYLINDER ASY WITHOUT ENCLOSURE | 20- Released | D- Devices/Trim/Disc/Ring for VBSP | V27100000- VORTEX 500 | N/A- Not applicable | N/A- No Gasket |  |  |  |  | D955
V2700005- VORTEX - VORTEX 500 | S800VPPC01 | D09550010VX8CNC |  |  |  |  | D/955 ONE 80L CYL ASY W/CABINET W/O CYLINDER | 90- Not stock | D- Devices/Trim/Disc/Ring for VBSP | V27000000- VORTEX -HVLP | N/A- Not applicable | N/A- No Gasket | 0080 |  |  |  | D955
V2700005- VORTEX - VORTEX 500 | S8009550E1 | D09550010VX8CE0 | 22836.11 | 32546.02 |  |  | D955/ VORTEX 1 80L CYLINDER ASY F/EUROPE ONLY | 20- Released | D- Devices/Trim/Disc/Ring for VBSP | V27100000- VORTEX 500 | N/A- Not applicable | N/A- No Gasket |  |  |  |  | D955
V2700005- VORTEX - VORTEX 500 | S800955C01 | D09550010VX8CC0 | 93191.11 | 132815.97 |  |  | D955/ VORTEX 1 80L CYLINDER CABINET | 50- Discount | D- Devices/Trim/Disc/Ring for VBSP | V27000000- VORTEX -HVLP | N/A- Not applicable | N/A- No Gasket |  |  |  |  | D955
V2700005- VORTEX - VORTEX 500 | S800955CE1 | D09550010VX8C0E | 77247.12 | 110092.6 |  |  | D955/ VORTEX 1 80L CYLINDER ASY W/ENCLOSURE CE APPROVED | 90- Not stock | D- Devices/Trim/Disc/Ring for VBSP | V27000000- VORTEX -HVLP | N/A- Not applicable | N/A- No Gasket |  |  |  |  | D955
V2700005- VORTEX - VORTEX 500 |  | D09550010VX40WE |  |  |  |  | D955/ VORTEX 500 1 49L CYLINDER ASY W/ENCLOSURE | 20- Released | D- Devices/Trim/Disc/Ring for VBSP | V27000000- VORTEX -HVLP | N/A- Not applicable | N/A- No Gasket |  |  |  |  | D955
V2700005- VORTEX - VORTEX 500 | P004955003 | D09550004VXWNCZ | 1.11 | 1.58 |  |  | D955/ WING NUT STEEL ZINC PLATED | 20- Released | D- Devices/Trim/Disc/Ring for VBSP | V27000000- VORTEX -HVLP | N/A- Not applicable | N/A- No Gasket |  |  |  |  | D955
V2700005- VORTEX - VORTEX 500 | P004955001 | D09550004VXWHC0 |  |  |  |  | D955/ WASHER HELICAL SPG-LOCK REGULAR CS CLEAR ZP | 20- Released | D- Devices/Trim/Disc/Ring for VBSP | V27000000- VORTEX -HVLP | CS- Carbon Steel | N/A- No Gasket |  |  |  |  | D955
V2700005- VORTEX - VORTEX 500 | PU31955015 | D09550004VXTRSZ |  |  |  |  | D955/ THREADED ROD STEEL ZINC PLATED | 20- Released | D- Devices/Trim/Disc/Ring for VBSP | V27000000- VORTEX -HVLP | N/A- Not applicable | N/A- No Gasket |  |  |  |  | D955
V2700005- VORTEX - VORTEX 500 | PCN0955WSR | D09550004VXCWCN |  |  |  |  | D955/ NON-SPIN STRUT CHANNEL WASHER F/ROD STL | 20- Released | D- Devices/Trim/Disc/Ring for VBSP | V27000000- VORTEX -HVLP | N/A- Not applicable | N/A- No Gasket |  |  |  |  | D955
V2700005- VORTEX - VORTEX 500 | PCN0955GST | D09550004VXCNEG |  |  |  |  | D955/ CHANNEL NUT 1/2 STEEL ELECTRO-GLV | 20- Released | D- Devices/Trim/Disc/Ring for VBSP | V27000000- VORTEX -HVLP | N/A- Not applicable | N/A- No Gasket |  |  |  |  | D955
V2700006- VORTEX - MISCELLANEOUS | P000955B29 | D09550004VX40DH | 195.69 | 278.9 |  |  | D955/DISCHARGE HOSE ASY 49L 1/2 BSPP X 3/4 BSPP | 20- Released | D- Devices/Trim/Disc/Ring for VBSP | V27000000- VORTEX -HVLP | N/A- Not applicable | N/A- No Gasket |  |  | XVV | SP | D955
V2700006- VORTEX - MISCELLANEOUS | PAW4955001 | D09550002VXSTRT |  |  |  |  | 1/4 NPT FEMx1/4 NPT MALEx1/4 NPT FEM STREET TEE CS ZINC PLT | 20- Released | D- Devices/Trim/Disc/Ring for VBSP | V27000000- VORTEX -HVLP | CS- Carbon Steel | N/A- No Gasket | 0014 |  |  |  | M955
V2700006- VORTEX - MISCELLANEOUS | P000955014 | D09550002VXRO0X |  |  |  |  | M955/ RESTRICTED ORIFICE 1/4 NPTx1/4 NPT STAINLESS STEEL | 20- Released | D- Devices/Trim/Disc/Ring for VBSP | V27000000- VORTEX -HVLP | SS- Stainless Steel | N/A- No Gasket | 0014 | 0014 |  |  | M955
V2700006- VORTEX - MISCELLANEOUS | S000955030 | D09550002VXPSVB |  |  |  |  | D/955 1/4 NPT MALE POP SAFETY VALVE 175 PSI BRASS NICKLE PLATED | 20- Released | D- Devices/Trim/Disc/Ring for VBSP | V27000000- VORTEX -HVLP | BRS- Brass | N/A- No Gasket | 0014 |  |  |  | D955
V2700006- VORTEX - MISCELLANEOUS | PAY7000C01 | D09550002VXMFBA | 30.83 | 43.94 |  |  | M955/1/4 NPTMx7/16-20 ADAPTER 37 DEGREE MALE FLARE BRASS | 20- Released | D- Devices/Trim/Disc/Ring for VBSP | V27000000- VORTEX -HVLP | N/A- Not applicable | N/A- No Gasket | 0014 |  | XVV | COMP | M955
V2700006- VORTEX - MISCELLANEOUS | P002001Z43 | D09550002VXHEX0 |  |  |  |  | LOCKNUT 1/4-20 SERRATED HEX FLANGE REGULAR ASME B.18.16.4 | 20- Released | D- Devices/Trim/Disc/Ring for VBSP | V99999000- MISCELLANEOUS | BRS- Brass | N/A- No Gasket | 0014 |  |  |  | M955
V2700006- VORTEX - MISCELLANEOUS |  | D09550002VXBFH3 |  |  |  |  | D/955 BUSHING FLUSH HD 1/4NPTMx1/8 NPTF CLASS300 IRON PLAIN | 20- Released | D- Devices/Trim/Disc/Ring for VBSP | V27100000- VORTEX 500 | N/A- Not applicable | N/A- No Gasket | 0000 |  |  |  | D955
V2700006- VORTEX - MISCELLANEOUS | S000955C01 | D09550002VXBCV2 |  |  |  |  | D/955 1/4x1/4 NPTM BALL CHECK VALVE 2000 PSI 1-2.5 PSI CRACKING PRESSSURE BRASS | 20- Released | D- Devices/Trim/Disc/Ring for VBSP | V27000000- VORTEX -HVLP | BRS- Brass | N/A- No Gasket | 0014 | 0014 |  |  | D955
V2700006- VORTEX - MISCELLANEOUS |  | D09550000VXPSMX |  |  |  |  | M955/PRE SWITCH 12-73 PSI G1/8 MALE SS LONGIN CC-S700 | 20- Released | D- Devices/Trim/Disc/Ring for VBSP | V27100000- VORTEX 500 | N/A- Not applicable | N/A- No Gasket | 0000 |  |  |  | M955
V2700006- VORTEX - MISCELLANEOUS |  | D09550000VXPGBC |  |  |  |  | D/955 BLEED VALVE SUBASSEMBLY AND PRESS GASUGE CCCF | 20- Released | D- Devices/Trim/Disc/Ring for VBSP | V27100000- VORTEX 500 | N/A- Not applicable | N/A- No Gasket | 0000 |  |  |  | D955
V2700006- VORTEX - MISCELLANEOUS | PBM5000C01 | D09550000VXN000 |  |  |  |  | M/7/16 NPTMx7/16-20 SAE 37 DEGREE MALE FLARE BRASS | 20- Released | D- Devices/Trim/Disc/Ring for VBSP | V27000000- VORTEX -HVLP | N/A- Not applicable | N/A- No Gasket | 0000 |  |  |  | M955
V2700006- VORTEX - MISCELLANEOUS | P000955027 | D09550000VXHAWT |  |  |  |  | M955/ HOSE ASY F/WATER TANK | 20- Released | D- Devices/Trim/Disc/Ring for VBSP | V27000000- VORTEX -HVLP | BRS- Brass | N/A- No Gasket | 0000 |  |  |  | M955
V2700005- VORTEX - VORTEX 500 | PAY0955001 | D09550000VXBSEN | 9.93 | 14.15 |  |  | D955/ STRAIGHT ELL 90 1/4 NPT MALE x 7/16-20 MALE BRASS | 20- Released | D- Devices/Trim/Disc/Ring for VBSP | V27100000- VORTEX 500 | BRS- Brass | N/A- No Gasket |  |  | XVV | COMP | D955
V2700005- VORTEX - VORTEX 500 | S02X955C02 | D09550000VX9ZC0 |  |  |  |  | D950/1 80L 1 49L V500 WITH CABINET | 90- Not stock | D- Devices/Trim/Disc/Ring for VBSP | V27100000- VORTEX 500 | N/A- Not applicable | N/A- No Gasket |  |  |  |  | D955
V2700005- VORTEX - VORTEX 500 | S8009550V4 | D09550000VX984Z |  |  |  |  | D955/ 4x80L VORTEX 500 W/O CYLINDER & ENCLOSURE | 20- Released | D- Devices/Trim/Disc/Ring for VBSP | V27100000- VORTEX 500 | N/A- Not applicable | N/A- No Gasket |  |  |  |  | D955
V2700005- VORTEX - VORTEX 500 | S8009550V3 | D09550000VX983Z |  |  |  |  | D955/ 3x80L VORTEX 500 W/O CYLINDER & ENCLOSURE | 20- Released | D- Devices/Trim/Disc/Ring for VBSP | V27100000- VORTEX 500 | N/A- Not applicable | N/A- No Gasket |  |  |  |  | D955
V2700005- VORTEX - VORTEX 500 | S8009550V2 | D09550000VX982Z |  |  |  |  | D955/ 2x80L VORTEX 500 W/O CYLINDER & ENCLOSURE | 20- Released | D- Devices/Trim/Disc/Ring for VBSP | V27100000- VORTEX 500 | N/A- Not applicable | N/A- No Gasket |  |  |  |  | D955
V2700005- VORTEX - VORTEX 500 | S8009550V1 | D09550000VX981Z |  |  |  |  | D955/ 1x80L VORTEX 500 W/O CYLINDER & ENCLOSURE | 20- Released | D- Devices/Trim/Disc/Ring for VBSP | V27100000- VORTEX 500 | N/A- Not applicable | N/A- No Gasket |  |  |  |  | D955
V2700005- VORTEX - VORTEX 500 | S4909550V4 | D09550000VX944Z |  |  |  |  | D955/ 4x49L VORTEX 500 W/O CYLINDER & ENCLOSURE | 20- Released | D- Devices/Trim/Disc/Ring for VBSP | V27000000- VORTEX -HVLP | N/A- Not applicable | N/A- No Gasket |  |  |  |  | D955
V2700005- VORTEX - VORTEX 500 |  | D09550000VX944C |  |  |  |  | D955/ 4 49L V500 WITH CABINET | 90- Not stock | D- Devices/Trim/Disc/Ring for VBSP | V27100000- VORTEX 500 | N/A- Not applicable | N/A- No Gasket |  |  |  |  | D955
V2700005- VORTEX - VORTEX 500 | S4909550V3 | D09550000VX943Z |  |  |  |  | D955/ 3x49L VORTEX 500 W/O CYLINDER & ENCLOSURE | 20- Released | D- Devices/Trim/Disc/Ring for VBSP | V27000000- VORTEX -HVLP | N/A- Not applicable | N/A- No Gasket |  |  |  |  | D955
V2700005- VORTEX - VORTEX 500 | S4909550V2 | D09550000VX942Z |  |  |  |  | D955/ 2x49L VORTEX 500 W/O CYLINDER & ENCLOSURE | 20- Released | D- Devices/Trim/Disc/Ring for VBSP | V27100000- VORTEX 500 | N/A- Not applicable | N/A- No Gasket |  |  |  |  | D955
V2700005- VORTEX - VORTEX 500 | S4909550V1 | D09550000VX941Z |  |  |  |  | D955/ 1x49L VORTEX 500 W/O CYLINDER & ENCLOSURE | 20- Released | D- Devices/Trim/Disc/Ring for VBSP | V27100000- VORTEX 500 | N/A- Not applicable | N/A- No Gasket |  |  |  |  | D955
V2700005- VORTEX - VORTEX 500 |  | D09550000VX83CE | 114331.07 | 162944.64 |  |  | D955/ THREE 80L CYLINDER ASY W/ENCLOSURE | 90- Not stock | D- Devices/Trim/Disc/Ring for VBSP | V27100000- VORTEX 500 | N/A- Not applicable | N/A- No Gasket |  |  |  |  | D955
V2700005- VORTEX - VORTEX 500 |  | D09550000VX82FR | 4961.14 | 7070.62 |  |  | D/955 VORTEX 80L 200BAR RAL 9005 25E TPED -EU USE - FILLED | 20- Released | D- Devices/Trim/Disc/Ring for VBSP | V27000000- VORTEX -HVLP | N/A- Not applicable | N/A- No Gasket |  |  | XVV | CYL | D955
V2700005- VORTEX - VORTEX 500 |  | D09550000VX82FP | 2950.78 | 4205.45 |  |  | D955/ VORTEX 80L FILLED 200BAR POWERCOAT SL+ 25E TPED, BRIPA | 20- Released | D- Devices/Trim/Disc/Ring for VBSP | V27000000- VORTEX -HVLP | N/A- Not applicable | N/A- No Gasket |  |  |  | VORTEX | D955
V2700005- VORTEX - VORTEX 500 |  | D09550000VX82ER | 2316.31 | 3301.21 |  |  | D955/ VORTEX 80L 200BAR RAL9005 25E TPED EU USE EMPTY | 20- Released | D- Devices/Trim/Disc/Ring for VBSP | V27000000- VORTEX -HVLP | N/A- Not applicable | N/A- No Gasket |  |  |  |  | D955
V2700005- VORTEX - VORTEX 500 |  | D09550000VX82EP | 2183.45 | 3111.85 |  |  | D955/ VORTEX 80L EMPTY 200BAR POWERCOAT SL+ 25E TPED, BRIPAC | 20- Released | D- Devices/Trim/Disc/Ring for VBSP | V27000000- VORTEX -HVLP | N/A- Not applicable | N/A- No Gasket |  |  |  | VORTEX | D955
V2700006- VORTEX - MISCELLANEOUS |  | D09550000VX5AT0 |  |  |  |  | VORTEX 500 ALUMINUM INFORMATION TAG 6921-CHI | 20- Released | D- Devices/Trim/Disc/Ring for VBSP | V27000000- VORTEX -HVLP | N/A- Not applicable | N/A- No Gasket |  |  |  |  | D955
V2700005- VORTEX - VORTEX 500 | S490955001 | D09550000VX54C0 |  |  |  |  | D955/ 500 ASY 1 CYLINDER 49L | 20- Released | D- Devices/Trim/Disc/Ring for VBSP | V27100000- VORTEX 500 | N/A- Not applicable | N/A- No Gasket |  |  |  |  | D955
V2700005- VORTEX - VORTEX 500 | S490955003 | D09550000VX43CW |  |  |  |  | D955/ THREE 49L CYL ASY W/O ENCLOSURE | 20- Released | D- Devices/Trim/Disc/Ring for VBSP | V27000000- VORTEX -HVLP | N/A- Not applicable | N/A- No Gasket |  |  |  |  | D955
V2700005- VORTEX - VORTEX 500 | S490955C03 | D09550000VX43CE |  |  |  |  | D955/ THREE 49L CYL ASY W/ENCLOSURE | 90- Not stock | D- Devices/Trim/Disc/Ring for VBSP | V27000000- VORTEX -HVLP | N/A- Not applicable | N/A- No Gasket |  |  |  |  | D955
V2700006- VORTEX - MISCELLANEOUS | P000955C29 | D09550000VX40B0 |  |  |  |  | D955/DCHG HOSE ASY 1/2BSPPX3/4BSPP 49L ISOMATIC 11 //2 LG | 20- Released | D- Devices/Trim/Disc/Ring for VBSP | V27000000- VORTEX -HVLP | N/A- Not applicable | N/A- No Gasket |  |  |  |  | D955
V2700005- VORTEX - VORTEX 500 | P000955013 | D09550000VX3CYL | 475.17 | 677.21 |  |  | D/955 RESTRAINT F/3 CYLINDER (FRONT BRACKET) | 20- Released | D- Devices/Trim/Disc/Ring for VBSP | V27000000- VORTEX -HVLP | N/A- Not applicable | N/A- No Gasket |  |  |  |  | D955
V2700005- VORTEX - VORTEX 500 | P000955012 | D09550000VX1CYL |  |  |  |  | D/955 RESTRAINT F/1 CYLINDER (FRONT BRACKET) | 20- Released | D- Devices/Trim/Disc/Ring for VBSP | V27000000- VORTEX -HVLP | N/A- Not applicable | N/A- No Gasket |  |  |  |  | D955
V2700005- VORTEX - VORTEX 500 | S02X955002 | D09550000VX0ZWE |  |  |  |  | D955/ 1 80L CYL & 1 49L CYL ASY W/O ENCLOSURE | 20- Released | D- Devices/Trim/Disc/Ring for VBSP | V27100000- VORTEX 500 | N/A- Not applicable | N/A- No Gasket |  |  |  |  | D955
V2700005- VORTEX - VORTEX 500 | S000955018 | D09550000VX0FCB |  |  |  |  | D/955 FLUID CONTROL BOX VITAULIC VORTEX | 20- Released | D- Devices/Trim/Disc/Ring for VBSP | V27100000- VORTEX 500 | BRS- Brass | N/A- No Gasket |  |  |  |  | D955
V2700006- VORTEX - MISCELLANEOUS |  | D09550000000005 |  |  |  |  | D955/ VORTEX 500 2-CABINET ENCLOSURE - DOOR ONLY | 90- Not stock | D- Devices/Trim/Disc/Ring for VBSP | V27100000- VORTEX 500 | N/A- Not applicable | N/A- No Gasket |  |  |  |  | D955
V2700001- VORTEX - EMITTERS | S010953511 | D09530010VXE0DF | 498.99 | 711.16 |  |  | D/953 1"/33MM VORTEX EMITTER ASSEMBLY DOME FOIL ESCUTCHEON STAINLESS STEEL 1" FPT ORIFICE 1/8" FPT OUTLET | 20- Released | D- Devices/Trim/Disc/Ring for VBSP | V27000000- VORTEX -HVLP | N/A- Not applicable | N/A- No Gasket |  |  | XVV | 1 | D953
V2700001- VORTEX - EMITTERS | K000953X79 | D09530006VXWCX7 | 1278.32 | 1821.86 |  |  | D/953 WATER FLOW CARTRIDGE KIT SS 3/4 NPT 0.79 GPM | 20- Released | D- Devices/Trim/Disc/Ring for VBSP | V27000000- VORTEX -HVLP | SS- Stainless Steel | N/A- No Gasket | 0026 |  | XVV | WFK | D953
V2700001- VORTEX - EMITTERS | K000953X06 | D09530006VXWCX6 | 1278.32 | 1821.86 |  |  | D/953 WATER FLOW CARTRIDGE KIT SS 3/4 NPT 1.06 GPM | 20- Released | D- Devices/Trim/Disc/Ring for VBSP | V27000000- VORTEX -HVLP | SS- Stainless Steel | N/A- No Gasket | 0026 |  | XVV | WFK | D953
V2700001- VORTEX - EMITTERS | K000953X53 | D09530006VXWCX5 | 1278.32 | 1821.86 |  |  | D/953 WATER FLOW CARTRIDGE KIT SS 3/4 NPT 0.53 GPM | 20- Released | D- Devices/Trim/Disc/Ring for VBSP | V27000000- VORTEX -HVLP | SS- Stainless Steel | N/A- No Gasket | 0026 |  | XVV | WFK | D953
V2700001- VORTEX - EMITTERS | K000953X26 | D09530006VXWCX4 | 1278.32 | 1821.86 |  |  | D/953 WATER FLOW CARTRIDGE KIT SS 3/4 NPT 0.26 GPM | 20- Released | D- Devices/Trim/Disc/Ring for VBSP | V27000000- VORTEX -HVLP | SS- Stainless Steel | N/A- No Gasket | 0026 |  | XVV | WFK | D953
V2700001- VORTEX - EMITTERS | K000953X13 | D09530006VXWCX3 | 1278.32 | 1821.86 |  |  | D/953 WATER FLOW CARTRIDGE KIT SS 3/4 NPT 0.13 GPM | 20- Released | D- Devices/Trim/Disc/Ring for VBSP | V27000000- VORTEX -HVLP | SS- Stainless Steel | N/A- No Gasket | 0026 |  | XVV | WFK | D953
V2700001- VORTEX - EMITTERS | K000953079 | D09530006VXWCB7 | 1037.98 | 1479.33 |  |  | D/953 WATER FLOW CARTRIDGE KIT BRASS 3/4 NPT 0.79 GPM | 20- Released | D- Devices/Trim/Disc/Ring for VBSP | V27000000- VORTEX -HVLP | BRS- Brass | N/A- No Gasket | 0026 |  | XVV | WFK | D953
V2700001- VORTEX - EMITTERS | K000953106 | D09530006VXWCB6 | 1037.98 | 1479.33 |  |  | D/953 WATER FLOW CARTRIDGE KIT BRASS 3/4 NPT 1.06 GPM | 20- Released | D- Devices/Trim/Disc/Ring for VBSP | V27000000- VORTEX -HVLP | BRS- Brass | N/A- No Gasket | 0026 |  | XVV | WFK | D953
V2700001- VORTEX - EMITTERS | K000953053 | D09530006VXWCB5 | 1037.98 | 1479.33 |  |  | D/953 WATER FLOW CARTRIDGE KIT BRASS 3/4 NPT 0.53 GPM | 20- Released | D- Devices/Trim/Disc/Ring for VBSP | V27000000- VORTEX -HVLP | BRS- Brass | N/A- No Gasket | 0026 |  | XVV | WFK | D953
V2700001- VORTEX - EMITTERS | K000953026 | D09530006VXWCB4 | 1037.98 | 1479.33 |  |  | D/953 WATER FLOW CARTRIDGE KIT BRASS 3/4 NPT 0.26 GPM | 20- Released | D- Devices/Trim/Disc/Ring for VBSP | V27000000- VORTEX -HVLP | BRS- Brass | N/A- No Gasket | 0026 |  | XVV | WFK | D953
V2700001- VORTEX - EMITTERS | K000953013 | D09530006VXWCB3 | 1037.98 | 1479.33 |  |  | D/953 WATER FLOW CARTRIDGE KIT BRASS 3/4 NPT 0.13 GPM | 20- Released | D- Devices/Trim/Disc/Ring for VBSP | V27000000- VORTEX -HVLP | BRS- Brass | N/A- No Gasket | 0026 |  | XVV | WFK | D953
V2700001- VORTEX - EMITTERS | S006953X40 | D09530006VXE0XX | 1378.09 | 1964.05 |  |  | D/953 1/2"/21MM VORTEX EMITTER ASSEMBLY DOME FOIL STANDARD STAINLESS STEEL 3/4" MPT ORIFICE 1/4" FPT OUTLET | 20- Released | D- Devices/Trim/Disc/Ring for VBSP | V27000000- VORTEX -HVLP | SS- Stainless Steel | N/A- No Gasket | 0026 |  | XVV | 1/2 | D953
V2700001- VORTEX - EMITTERS | S006953X50 | D09530006VXE0X0 | 1666.39 | 2374.94 |  |  | D/953 5/8"/15MM VORTEX EMITTER ASSEMBLY DOME FOIL STANDARD STAINLESS STEEL 3/4" MPT ORIFICE 1/4" FPT OUTLET | 20- Released | D- Devices/Trim/Disc/Ring for VBSP | V27000000- VORTEX -HVLP | BRS- Brass | N/A- No Gasket | 0026 |  |  |  | D953
V2700001- VORTEX - EMITTERS | S006953ETK | D09530006VXE0TK | 135.61 | 193.27 |  |  | D953/ EMITTER TRIM KIT BRASS 1/2 ORIFICE 3/4 NPT | 20- Released | D- Devices/Trim/Disc/Ring for VBSP | V27000000- VORTEX -HVLP | BRS- Brass | N/A- No Gasket |  |  |  |  | D953
V2700001- VORTEX - EMITTERS | S006953406 | D09530006VXE0N0 | 2066.04 | 2944.52 |  |  | D/953 1/2"/21MM VORTEX EMITTER ASSEMBLY DOME FOIL STANDARD PVDF 3/4" MPT ORIFICE 1/4" FPT OUTLET | 20- Released | D- Devices/Trim/Disc/Ring for VBSP | V27000000- VORTEX -HVLP | N/A- Not applicable | N/A- No Gasket | 0026 |  | XVV | 1/2 | D953
V2700001- VORTEX - EMITTERS | H006953511 | D09530006VXE0HC |  |  |  |  | D/953 3/4 NPT HOUSING CLEAN ROOM EMITTER W/5/8 ORIF | 20- Released | D- Devices/Trim/Disc/Ring for VBSP | V27000000- VORTEX -HVLP | BRS- Brass | N/A- No Gasket | 0026 |  |  |  | D953
V2700001- VORTEX - EMITTERS | S006953402 | D09530006VXE0C0 | 818.59 | 1166.65 |  |  | D953/ 026 EMIT ASY NPT CLEAN AGENT 1/2 ORIF | 20- Released | D- Devices/Trim/Disc/Ring for VBSP | V27000000- VORTEX -HVLP | N/A- Not applicable | N/A- No Gasket | 0026 |  |  |  | D953
V2700001- VORTEX - EMITTERS | S006953400 | D09530006VXE0B0 | 1378.09 | 1964.05 |  |  | D/953 1/2"/21MM VORTEX EMITTER ASSEMBLY DOME FOIL STANDARD BRASS 3/4" MPT ORIFICE 1/4" FPT OUTLET | 20- Released | D- Devices/Trim/Disc/Ring for VBSP | V27000000- VORTEX -HVLP | BRS- Brass | N/A- No Gasket | 0026 |  |  |  | D953
V2700001- VORTEX - EMITTERS | S00695350A | D09530006VXE00C | 2366.28 | 3372.42 |  |  | D/953 5/8"/15MM VORTEX EMITTER ASSEMBLY CAVITY FOIL ESCUTCHEON CLEANROOM STAINLESS STEEL 3/4" MPT ORIFICE 1/4" FPT OTLT | 20- Released | D- Devices/Trim/Disc/Ring for VBSP | V27000000- VORTEX -HVLP | BRS- Brass | N/A- No Gasket | 0026 |  |  |  | D953
V2700001- VORTEX - EMITTERS |  | D09530006VXE000 | 972.94 | 1386.63 |  |  | D/953 5/8 EMITTER 953 DOME FOIL STANDARD SS 3/4 NPT MALE 1/4 NPT FEMALE | 90- Not stock | D- Devices/Trim/Disc/Ring for VBSP | V27000000- VORTEX -HVLP | BRS- Brass | N/A- No Gasket | 0026 |  |  |  | D953
V2700001- VORTEX - EMITTERS | P006953X07 | D09530006VXACX4 | 737.56 | 1051.17 |  |  | D953/ AUTO FLOW CARTRIDGE SS316 3/4 NPT 0,26 GPM | 20- Released | D- Devices/Trim/Disc/Ring for VBSP | V27000000- VORTEX -HVLP | SS- Stainless Steel | N/A- No Gasket | 0026 |  |  |  | D953
V2700001- VORTEX - EMITTERS | P006953005 | D09530006VXACB5 | 596.44 | 850.05 |  |  | D953/ 3/4NPT AUTO FLOW CARTRIDGE .53 GPM KOBOLD REG-5102 BR | 20- Released | D- Devices/Trim/Disc/Ring for VBSP | V27000000- VORTEX -HVLP | BRS- Brass | N/A- No Gasket |  |  |  |  | D953
V2700001- VORTEX - EMITTERS | P006953007 | D09530006VXACB4 | 596.44 | 850.05 |  |  | D953/ AUTO FLOW CARTRIDGE BRASS 3/4 NPT 0,26 GPM | 20- Released | D- Devices/Trim/Disc/Ring for VBSP | V27000000- VORTEX -HVLP | BRS- Brass | N/A- No Gasket | 0026 |  |  |  | D953
V2700001- VORTEX - EMITTERS | P006953013 | D09530006VXACB3 | 596.44 | 850.05 |  |  | D953/ AUTO FLOW CARTRIDGE .13 GPM KOBOLD REG-5100 BRASS | 20- Released | D- Devices/Trim/Disc/Ring for VBSP | V27000000- VORTEX -HVLP | BRS- Brass | N/A- No Gasket |  |  |  |  | D953
V2700006- VORTEX - MISCELLANEOUS | S006953X01 | D09530006VX1MXS | 125.68 | 179.12 |  |  | D953/ DOUBLE SCREEN WYE STRAINER 100MESH SS316 3/4 NPT | 20- Released | D- Devices/Trim/Disc/Ring for VBSP | V27000000- VORTEX -HVLP | SS- Stainless Steel | N/A- No Gasket | 0026 |  |  |  | D953
V2700001- VORTEX - EMITTERS | S006953C01 | D09530006VX1MBS | 100.87 | 143.76 |  |  | D953/ DOUBLE SCREEN WYE STRAINER 100MESH BRASS 3/4 NPT | 20- Released | D- Devices/Trim/Disc/Ring for VBSP | V27000000- VORTEX -HVLP | BRS- Brass | N/A- No Gasket | 0026 |  |  |  | D953
V2700001- VORTEX - EMITTERS | S006953514 | D09530005VXESCF | 237.22 | 338.09 |  |  | D/953 5/8"/15MM VORTEX EMITTER ASSEMBLY CAVITY FOIL STANDARD STAINLESS STEEL 3/4" FPT ORIFICE 1/4" FPT OUTLET | 20- Released | D- Devices/Trim/Disc/Ring for VBSP | V27000000- VORTEX -HVLP | BRS- Brass | N/A- No Gasket | 0026 |  | XVV | 5/8 | D953
V2700001- VORTEX - EMITTERS | S006953512 | D09530005VXE0CF | 368.89 | 525.74 |  |  | D/954 5/8"/15MM VORTEX EMITTER ASSEMBLY CAVITY FOIL ESCUTCHEON STAINLESS STEEL 3/4" FPT ORIFICE 1/4" FPT OUTLET | 20- Released | D- Devices/Trim/Disc/Ring for VBSP | V27000000- VORTEX -HVLP | BRS- Brass | N/A- No Gasket | 0026 |  | XVV | 5/8 | D953
V2700001- VORTEX - EMITTERS | S006953503 | D09530005VXCVE0 | 1732.54 | 2469.22 |  |  | D/953 5/8"/15MM VORTEX EMITTER ASSEMBLY CAVITY FOIL PVDF 3/4" MPT ORIFICE 1/4" FPT OUTLET | 20- Released | D- Devices/Trim/Disc/Ring for VBSP | V27000000- VORTEX -HVLP | N/A- Not applicable | N/A- No Gasket |  |  | XVV | 5/8 | D953
V2700001- VORTEX - EMITTERS | S004953513 | D09530004VXESDF | 451.96 | 644.13 |  |  | D/953 1/2"/21MM VORTEX EMITTER ASSEMBLY DOME FOIL STANDARD STAINLESS STEEL 3/4" FPT ORIFICE 1/4" FPT OUTLET | 20- Released | D- Devices/Trim/Disc/Ring for VBSP | V27000000- VORTEX -HVLP | N/A- Not applicable | N/A- No Gasket |  |  | XVV | 1/2 | D953
V2700001- VORTEX - EMITTERS | S00495350A | D09530004VXE0DF | 1956.9 | 2788.97 |  |  | D/953 1/2"/21MM VORTEX EMITTER ASSEMBLY DOME FOIL ESCUTCHEON CLEANROOM STAINLESS STEEL 3/4" FPT ORIFICE 1/4" FPT OUTLET | 20- Released | D- Devices/Trim/Disc/Ring for VBSP | V27000000- VORTEX -HVLP | N/A- Not applicable | N/A- No Gasket |  |  |  |  | D953
V2700001- VORTEX - EMITTERS | S004953511 | D09530004VXE0D4 | 1956.9 | 2788.97 |  |  | D/953 1/2"/21MM VORTEX EMITTER ASSEMBLY DOME FOIL ESCUTCHEON STAINLESS STEEL 3/4" FPT ORIFICE 1/4" FPT OUTLET | 20- Released | D- Devices/Trim/Disc/Ring for VBSP | V27000000- VORTEX -HVLP | N/A- Not applicable | N/A- No Gasket |  |  | XVV | 1/2 | D953
V2700001- VORTEX - EMITTERS | S003953034 | D09530003VXESDF | 298.87 | 425.95 |  |  | D/953 3/8"/9MM VORTEX EMITTER ASSEMBLY DOME FOIL STANDARD STAINLESS STEEL 3/4" FPT ORIFICE 1/4" FPT OUTLET | 20- Released | D- Devices/Trim/Disc/Ring for VBSP | V27000000- VORTEX -HVLP | N/A- Not applicable | N/A- No Gasket |  |  | XVV | 3/8 | D953
V2700001- VORTEX - EMITTERS | S003953033 | D09530003VXESCF | 294.69 | 419.99 |  |  | D/953 3/8"/9MM VORTEX EMITTER ASSEMBLY CAVITY FOIL STANDARD STAINLESS STEEL 3/4" FPT ORIFICE 1/4" FPT OUTLET | 20- Released | D- Devices/Trim/Disc/Ring for VBSP | V27000000- VORTEX -HVLP | N/A- Not applicable | N/A- No Gasket |  |  | XVV | 3/8 | D953
V2700001- VORTEX - EMITTERS | S003953032 | D09530003VXE0DF | 449.87 | 641.15 |  |  | D/953 3/8"/9MM VORTEX EMITTER ASSEMBLY DOME FOIL ESCUTCHEON STAINLESS STEEL 3/4" FPT ORIFICE 1/4" FPT OUTLET | 20- Released | D- Devices/Trim/Disc/Ring for VBSP | V27000000- VORTEX -HVLP | N/A- Not applicable | N/A- No Gasket |  |  | XVV | 3/8 | D953
V2700001- VORTEX - EMITTERS | S003953031 | D09530003VXE0CF | 445.69 | 635.2 |  |  | D/953 3/8"/9MM VORTEX EMITTER ASSEMBLY CAVITY FOIL ESCUTCHEON STAINLESS STEEL 3/4" FPT ORIFICE 1/4" FPT OUTLET | 20- Released | D- Devices/Trim/Disc/Ring for VBSP | V27000000- VORTEX -HVLP | N/A- Not applicable | N/A- No Gasket |  |  | XVV | 3/8 | D953
V2700001- VORTEX - EMITTERS | P002953250 | D09530002VXPIN0 |  |  |  |  | D/953 1/4,3/8,1/2,5/8 PIN SPACER #34 | 20- Released | D- Devices/Trim/Disc/Ring for VBSP | V27000000- VORTEX -HVLP | N/A- Not applicable | N/A- No Gasket |  |  |  |  | D953
V2700001- VORTEX - EMITTERS | S002953X02 | D09530002VXEXDF | 1431.57 | 2040.27 |  |  | D/953 1/4"/13MM VORTEX EMITTER ASSEMBLY DOME FOIL STANDARD STAINLESS STEEL 3/4" MPT ORIFICE 1/4" FPT OUTLET | 20- Released | D- Devices/Trim/Disc/Ring for VBSP | V27000000- VORTEX -HVLP | SS- Stainless Steel | N/A- No Gasket |  |  |  | NPT | D953
V2700001- VORTEX - EMITTERS | S002953X01 | D09530002VXEXCF | 1431.57 | 2040.27 |  |  | D/953 1/4"/13MM VORTEX EMITTER ASSEMBLY CAVITY FOIL STANDARD STAINLESS STEEL 3/4" MPT ORIFICE 1/4" FPT OUTLET | 20- Released | D- Devices/Trim/Disc/Ring for VBSP | V27000000- VORTEX -HVLP | SS- Stainless Steel | N/A- No Gasket |  |  |  | NPT | D953
V2700001- VORTEX - EMITTERS | S002953101 | D09530002VXE0DF | 1004.9 | 1432.18 |  |  | D/953 1/4"/13MM VORTEX EMITTER ASSEMBLY DOME FOIL STANDARD BRASS 3/4" MPT ORIFICE 1/4" FPT OUTLET | 20- Released | D- Devices/Trim/Disc/Ring for VBSP | V27000000- VORTEX -HVLP | N/A- Not applicable | N/A- No Gasket | 0014 |  | XVV | 1/4 | D953
V2700001- VORTEX - EMITTERS | S002953100 | D09530002VXE0CF | 1004.9 | 1432.18 |  |  | D/953 1/4"/13MM VORTEX EMITTER ASSEMBLY CAVITY FOIL STANDARD BRASS 3/4" MPT ORIFICE 1/4" FPT OUTLET | 20- Released | D- Devices/Trim/Disc/Ring for VBSP | V27000000- VORTEX -HVLP | N/A- Not applicable | N/A- No Gasket | 0014 |  |  |  | D953
V2700006- VORTEX - MISCELLANEOUS | P006953522 | D09530002VXE0BP | 5.52 | 7.87 |  |  | D953/ 1/4-5/8 PVC BLK PLST CAP F/ESC EMITTER | 20- Released | D- Devices/Trim/Disc/Ring for VBSP | V27000000- VORTEX -HVLP | N/A- Not applicable | N/A- No Gasket | 0010 |  | XVV | SP | D953
V2700001- VORTEX - EMITTERS | S00295310A | D09530002VXE00C | 3983.79 | 5677.7 |  |  | D/953 1/4"/13MM VORTEX EMITTER ASSEMBLY CAVITY FOIL ESCUTCHEON STAINLESS STEEL 3/4" FPT ORIFICE 1/4" FPT OUTLET | 20- Released | D- Devices/Trim/Disc/Ring for VBSP | V27000000- VORTEX -HVLP | SS- Stainless Steel | N/A- No Gasket |  |  |  |  | D953
V2700001- VORTEX - EMITTERS | S003953170 | D09530002VXCVE0 | 2166.91 | 3088.28 |  |  | D/953 1/4"/13MM VORTEX EMITTER ASSEMBLY CAVITY FOIL STANDARD PVDF 3/8" FPT ORIFICE 1/4" FPT OUTLET | 20- Released | D- Devices/Trim/Disc/Ring for VBSP | V27000000- VORTEX -HVLP | N/A- Not applicable | N/A- No Gasket | 0014 |  | XVV | 1/4 | D953
V2700006- VORTEX - MISCELLANEOUS | P002953260 | D09530002VXC0OP | 5.52 | 7.87 |  |  | D953/ COVER EMITTER PLASTIC 1/4", 3/8" & 1/2" | 20- Released | D- Devices/Trim/Disc/Ring for VBSP | V27000000- VORTEX -HVLP | N/A- Not applicable | N/A- No Gasket | 0042 |  | XVV | SP | D953
V2700001- VORTEX - EMITTERS | SY45953001 | D09530002TEVXE9 | 21.42 | 30.53 |  |  | D/953 1/4x3/8"/13x9MM VORTEX OD TUBE ELBOW 90 DEGREE NPT WITH FURRULE | 20- Released | D- Devices/Trim/Disc/Ring for VBSP | V27000000- VORTEX -HVLP | N/A- Not applicable | N/A- No Gasket | 0014 |  | XVV | COMP | D953
V2700001- VORTEX - EMITTERS | SY45953002 | D09530002TEVXAB | 15.68 | 22.35 |  |  | D/953 1/4x3/8"/13x9MM VORTEX OD COMPRESSION STRAIGHT ADAPTER BRASS NPT | 20- Released | D- Devices/Trim/Disc/Ring for VBSP | V27000000- VORTEX -HVLP | N/A- Not applicable | N/A- No Gasket | 0014 |  | XVV | COMP | D953
V2700001- VORTEX - EMITTERS | S001953101 | D09530001VX0ECF | 1456.37 | 2075.62 |  |  | D/953 1/8"/3MM VORTEX EMITTER ASSEMBLY CAVITY FOIL STANDARD BRASS 3/8" FPT ORIFICE 1/8" FPT OUTLET | 20- Released | D- Devices/Trim/Disc/Ring for VBSP | V27000000- VORTEX -HVLP | N/A- Not applicable | N/A- No Gasket |  |  |  |  | D953
V2700001- VORTEX - EMITTERS | S006953X05 | D09530000VXFCX5 | 737.56 | 1051.17 |  |  | D953/ FLOW CARTRIDGE SS316 0.5 GPM | 20- Released | D- Devices/Trim/Disc/Ring for VBSP | V27000000- VORTEX -HVLP | SS- Stainless Steel | N/A- No Gasket |  |  |  |  | D953
V2700001- VORTEX - EMITTERS | S006953XTK | D09530000VXEXTK | 415.64 | 592.37 |  |  | D953/ EMITTER TRIM KIT SS316 1/2 ORIFICE 3/4 NPT | 20- Released | D- Devices/Trim/Disc/Ring for VBSP | V27000000- VORTEX -HVLP | SS- Stainless Steel | N/A- No Gasket | 0026 |  |  |  | D953
V2700001- VORTEX - EMITTERS | S006953501 | D09530000VXEXCF | 1666.39 | 2374.94 |  |  | D/954 5/8"/15MM VORTEX EMITTER ASSEMBLY CAVITY FOIL STANDARD BRASS 3/4" MPT ORIFICE 1/4" FPT OUTLET | 20- Released | D- Devices/Trim/Disc/Ring for VBSP | V27000000- VORTEX -HVLP | SS- Stainless Steel | N/A- No Gasket | 0026 |  |  |  | D953
V2700001- VORTEX - EMITTERS | S006953500 | D09530000VXEBCF | 972.94 | 1386.63 |  |  | D/953 5/8 EMITTER 953 DOME FOIL STANDARD BRASS 3/4 NPT MALE 1/4 NPT FEMALE | 20- Released | D- Devices/Trim/Disc/Ring for VBSP | V27000000- VORTEX -HVLP | BRS- Brass | N/A- No Gasket | 0026 |  |  |  | D953
V2700001- VORTEX - EMITTERS | S00395310A | D09530000VXE0XC | 2421.04 | 3450.47 |  |  | D/953 3/8"/9MM VORTEX EMITTER ASSEMBLY CAVITY FOIL ESCUTCHEON CLEANROOM STAINLESS STEEL 3/4" FPT ORIFICE 1/4" FPT OUTLET | 20- Released | D- Devices/Trim/Disc/Ring for VBSP | V27000000- VORTEX -HVLP | SS- Stainless Steel | N/A- No Gasket |  |  |  |  | D953
V2700001- VORTEX - EMITTERS | S003953X30 | D09530000VXE0X0 | 3867.48 | 5511.93 |  |  | D/953 3/8"/9MM VORTEX EMITTER ASSEMBLY DOME FOIL STANDARD STAINLESS STEEL 3/4" MPT ORIFICE 1/4" FPT OUTLET | 20- Released | D- Devices/Trim/Disc/Ring for VBSP | V27000000- VORTEX -HVLP | SS- Stainless Steel | N/A- No Gasket |  |  |  |  | D953
V2700001- VORTEX - EMITTERS | S00195310X | D09530000VXE0TX | 1537.96 | 2191.9 |  |  | D/953 1/8"/3MM VORTEX EMITTER ASSEMBLY DOME FOIL STANDARD STAINLESS STEEL 3/8" FPT ORIFICE 1/8" FPT OUTLET | 20- Released | D- Devices/Trim/Disc/Ring for VBSP | V27000000- VORTEX -HVLP | SS- Stainless Steel | N/A- No Gasket |  |  | XVV | 1/8 | D953
V2700001- VORTEX - EMITTERS | S001953100 | D09530000VXE0T0 | 1456.37 | 2075.62 |  |  | D/953 1/8"/3MM VORTEX EMITTER ASSEMBLY DOME FOIL STANDARD BRASS 3/8" FPT ORIFICE 1/8" FPT OUTLET | 20- Released | D- Devices/Trim/Disc/Ring for VBSP | V27000000- VORTEX -HVLP | BRS- Brass | N/A- No Gasket | 0010 |  |  |  | D953
V2700001- VORTEX - EMITTERS | S003953105 | D09530000VXE0NM | 1497.16 | 2133.75 |  |  | D/953 1/8"/13MM VORTEX EMITTER ASSEMBLY CAVITY FOIL STANDARD PVDF 3/8" FPT ORIFICE 1/8" FPT OUTLET | 20- Released | D- Devices/Trim/Disc/Ring for VBSP | V27000000- VORTEX -HVLP | N/A- Not applicable | N/A- No Gasket | 0010 |  | XVV | 1/8 | D953
V2700001- VORTEX - EMITTERS | S003953131 | D09530000VXE0DF | 1004.9 | 1432.18 |  |  | D/953 3/8"/9MM VORTEX EMITTER ASSEMBLY DOME FOIL STANDARD BRASS 3/4" MPT ORIFICE 1/4" FPT OUTLET | 20- Released | D- Devices/Trim/Disc/Ring for VBSP | V27000000- VORTEX -HVLP | N/A- Not applicable | N/A- No Gasket | 0010 |  |  |  | D953
V2700001- VORTEX - EMITTERS | S003953130 | D09530000VXE0CF | 1004.9 | 1432.18 |  |  | D/953 3/8"/9MM VORTEX EMITTER ASSEMBLY CAVITY FOIL STANDARD BRASS 3/4" MPT ORIFICE 1/4" FPT OUTLET | 20- Released | D- Devices/Trim/Disc/Ring for VBSP | V27000000- VORTEX -HVLP | N/A- Not applicable | N/A- No Gasket | 0010 |  |  |  | D953
V2700006- VORTEX - MISCELLANEOUS | P006953560 | D09530000VXC0OP | 5.52 | 7.87 |  |  | D953/ COVER EMITTER PLASTIC 5/8 ORIFICE 3/4 NPT | 20- Released | D- Devices/Trim/Disc/Ring for VBSP | V27000000- VORTEX -HVLP | N/A- Not applicable | N/A- No Gasket | 0026 |  | XVV | SP | D953
V2700001- VORTEX - EMITTERS | P006953X13 | D09530000VXACXR | 737.56 | 1051.17 |  |  | D953/ AUTO FLOW CARTRIDGE SS316 0.13 GPM REG-5200 | 20- Released | D- Devices/Trim/Disc/Ring for VBSP | V27000000- VORTEX -HVLP | SS- Stainless Steel | N/A- No Gasket |  |  |  |  | D953
V2700001- VORTEX - EMITTERS | S000952X03 | D09520000VXFCX1 | 737.56 | 1051.17 |  |  | D952/ FLOW CONTROL VALVE SS 1 GPM ZONE PANEL KOBOLD REG5204 | 20- Released | D- Devices/Trim/Disc/Ring for VBSP | V27000000- VORTEX -HVLP | N/A- Not applicable | N/A- No Gasket |  |  |  |  | D952
V2700001- VORTEX - EMITTERS | S000952006 | D09520000VXFCG5 | 596.44 | 850.05 |  |  | D952/ FLOW CONTROL VALVE 0.79 GPM KOBOLD REG5103 | 20- Released | D- Devices/Trim/Disc/Ring for VBSP | V27000000- VORTEX -HVLP | N/A- Not applicable | N/A- No Gasket |  |  |  |  | D952
V2700001- VORTEX - EMITTERS | S000952003 | D09520000VXFC01 | 596.44 | 850.05 |  |  | D952/ FLOW CONTROL VALVE 1 GPM ZONE PANEL KOBOLD REG5104 | 20- Released | D- Devices/Trim/Disc/Ring for VBSP | V27000000- VORTEX -HVLP | N/A- Not applicable | N/A- No Gasket |  |  |  |  | D952
V2700006- VORTEX - MISCELLANEOUS | V014951005 | D09510480VXBVC0 |  |  |  |  | V951/ 048 BALL VLV W/CONN | 20- Released | D- Devices/Trim/Disc/Ring for VBSP | V27100000- VORTEX 500 | N/A- Not applicable | N/A- No Gasket | 0048 |  |  |  | D951
V2700006- VORTEX - MISCELLANEOUS | P000951309 | D09510320VXBCAP |  |  |  |  | SCREW #6-32x5/16 BUTTONHEAD CAP HEX SOCK ASME B18.3 ASTM | 20- Released | D- Devices/Trim/Disc/Ring for VBSP | V27000000- VORTEX -HVLP | N/A- Not applicable | N/A- No Gasket | 0000 |  |  |  | M951
V2700006- VORTEX - MISCELLANEOUS | P000951MRL | D09510050VXRAIL |  |  |  |  | D/951 MOUNTING RAIL 5"CH LENGTH | 20- Released | D- Devices/Trim/Disc/Ring for VBSP | V27000000- VORTEX -HVLP | BRS- Brass | N/A- No Gasket | 0000 |  |  |  | D951
V2700002- VORTEX - PANELS | S020951RLV | D09510020VXRV00 | 2902.82 | 4137.1 |  |  | D951/ RELIEF VALVE W/2 MN THD SPENCE NO 0043-JHA-100 | 20- Released | D- Devices/Trim/Disc/Ring for VBSP | V27000000- VORTEX -HVLP | N/A- Not applicable | N/A- No Gasket | 0060 |  | XVV | RV | D951
V2700002- VORTEX - PANELS | S020951152 | D09510020VX5ZDR | 28287.3 | 40315.06 |  |  | D951/ 060 ZONE PANEL BOX DRY CONTACT H2O BALL VALVE RELEASE | 20- Released | D- Devices/Trim/Disc/Ring for VBSP | V27000000- VORTEX -HVLP | N/A- Not applicable | N/A- No Gasket | 0060 |  |  |  | D951
V2700002- VORTEX - PANELS |  | D09510020VX5Z0C |  |  |  |  | D951/060 V1500 ZONE PANEL ASY CCC | 20- Released | D- Devices/Trim/Disc/Ring for VBSP | V27000000- VORTEX -HVLP | N/A- Not applicable | N/A- No Gasket | 0060 |  |  |  | D951
V2700002- VORTEX - PANELS | S02095115A | D09510020VX5Z00 | 20114.11 | 28666.63 |  |  | D951/060 V1500 PANEL ASY ZONE | 20- Released | D- Devices/Trim/Disc/Ring for VBSP | V27000000- VORTEX -HVLP | N/A- Not applicable | N/A- No Gasket | 0060 |  |  |  | D951
V2700002- VORTEX - PANELS | S020951150 | D09510020VX3ZDR | 28284 | 40310.36 |  |  | D951/060 V1000 ZONE PANEL BOX DRY CONTACT BALL VALVE RELEASE | 20- Released | D- Devices/Trim/Disc/Ring for VBSP | V27000000- VORTEX -HVLP | N/A- Not applicable | N/A- No Gasket | 0060 |  |  |  | D951
V2700002- VORTEX - PANELS | S02095110A | D09510020VX3DCZ | 20952.25 | 29861.15 |  |  | D/951 2"/60MM VORTEX ZONE PANEL ASSEMBLY DRY CONTACT BALL VALVE | 20- Released | D- Devices/Trim/Disc/Ring for VBSP | V27000000- VORTEX -HVLP | N/A- Not applicable | N/A- No Gasket | 0060 |  | XVV | ZP2 | D951
V2700002- VORTEX - PANELS | S02095120A | D09510020VX2Z00 | 20114.11 | 28666.63 |  |  | D951/060 V2000 PANEL ASY ZONE | 20- Released | D- Devices/Trim/Disc/Ring for VBSP | V27000000- VORTEX -HVLP | N/A- Not applicable | N/A- No Gasket | 0060 |  |  |  | D951
V2700002- VORTEX - PANELS | S010951RLV | D09510014VXR000 | 2145.42 | 3057.65 |  |  | D951/ 1 RELIEF VLV W/1.5 MN THD SPENCE MODEL 0043HGA-100 | 20- Released | D- Devices/Trim/Disc/Ring for VBSP | V27000000- VORTEX -HVLP | N/A- Not applicable | N/A- No Gasket | 0033 |  | XVV | RV | D951
V2700002- VORTEX - PANELS | S014951039 | D09510014VXDCZS |  |  |  |  | D/951 1 1/2"/48.3MM VORTEX ZONE PANEL BOX DRY CONTACT H2O SOL RELEASE | 20- Released | D- Devices/Trim/Disc/Ring for VBSP | V27000000- VORTEX -HVLP | N/A- Not applicable | N/A- No Gasket | 0048 |  |  |  | D951
V2700002- VORTEX - PANELS | S014951134 | D09510014VXARS0 |  |  |  |  | D951/048 VORTEX COMBO PANEL BOX ACTIVE RELEASE SOLENOID | 20- Released | D- Devices/Trim/Disc/Ring for VBSP | V27000000- VORTEX -HVLP | N/A- Not applicable | N/A- No Gasket | 0048 |  |  |  | D951
V2700002- VORTEX - PANELS | S014951152 | D09510014VX5ZDR | 28097.68 | 40044.81 |  |  | D951/048 ZONE PANEL BOX DRY CONTACT H2O BALL VALVE RELEASE | 20- Released | D- Devices/Trim/Disc/Ring for VBSP | V27000000- VORTEX -HVLP | N/A- Not applicable | N/A- No Gasket | 0048 |  |  |  | D951
V2700002- VORTEX - PANELS |  | D09510014VX5Z0C |  |  |  |  | D951/048 V1500 ZONE PANEL ASY CCC | 20- Released | D- Devices/Trim/Disc/Ring for VBSP | V27000000- VORTEX -HVLP | N/A- Not applicable | N/A- No Gasket | 0048 |  |  |  | D951
V2700002- VORTEX - PANELS | S01495115A | D09510014VX5Z00 | 17603.22 | 25088.11 |  |  | D951/048 V1500 PANEL ASY ZONE | 20- Released | D- Devices/Trim/Disc/Ring for VBSP | V27000000- VORTEX -HVLP | N/A- Not applicable | N/A- No Gasket | 0048 |  |  |  | D951
V2700002- VORTEX - PANELS | S014951038 | D09510014VX5RDR | 34222.48 | 48773.88 |  |  | D951/048 V1500 CONTACT FLUID PANEL ASY | 20- Released | D- Devices/Trim/Disc/Ring for VBSP | V27000000- VORTEX -HVLP | N/A- Not applicable | N/A- No Gasket | 0048 |  |  |  | D951
V2700002- VORTEX - PANELS | S014951135 | D09510014VX5RDC | 48314.31 | 68857.55 |  |  | D951/ 048 VORTEX COMBO PANEL BOX ACTIVE RELEASE BALL VALVE | 20- Released | D- Devices/Trim/Disc/Ring for VBSP | V27000000- VORTEX -HVLP | N/A- Not applicable | N/A- No Gasket | 0048 |  |  |  | D951
V2700002- VORTEX - PANELS | S014951138 | D09510014VX5RCB | 38970.29 | 55540.46 |  |  | D951/048 VORTEX FLUID CONTROL BOX ACTIVE RELEASE | 20- Released | D- Devices/Trim/Disc/Ring for VBSP | V27000000- VORTEX -HVLP | N/A- Not applicable | N/A- No Gasket | 0048 |  |  |  | D951
V2700002- VORTEX - PANELS | S0149515AR | D09510014VX5FAR | 23022.44 | 32811.58 |  |  | D951/048 V1500 FLUID PANEL ACTIVE RELEASE | 20- Released | D- Devices/Trim/Disc/Ring for VBSP | V27000000- VORTEX -HVLP | N/A- Not applicable | N/A- No Gasket | 0048 |  |  |  | D951
V2700002- VORTEX - PANELS |  | D09510014VX5DFL |  |  |  |  | D951/ 048 V1500 DRY CONTACT FLUID CCC | 20- Released | D- Devices/Trim/Disc/Ring for VBSP | V27000000- VORTEX -HVLP | N/A- Not applicable | N/A- No Gasket | 0048 |  |  |  | D951
V2700002- VORTEX - PANELS | S0149515DC | D09510014VX5DCF | 22413.32 | 31943.46 |  |  | D951/ 048 V1500 DRY CONTACT FLUID | 20- Released | D- Devices/Trim/Disc/Ring for VBSP | V27000000- VORTEX -HVLP | N/A- Not applicable | N/A- No Gasket | 0048 |  |  |  | D951
V2700002- VORTEX - PANELS |  | D09510014VX5ACC |  |  |  |  | D951/ 048 V1500 ACT REL COMBO CCC | 20- Released | D- Devices/Trim/Disc/Ring for VBSP | V27000000- VORTEX -HVLP | N/A- Not applicable | N/A- No Gasket | 0048 |  |  |  | D951
V2700002- VORTEX - PANELS | S01495115D | D09510014VX51DC | 36288.51 | 51718.38 |  |  | D951/048 COMBO PANEL DRY CONTACT | 20- Released | D- Devices/Trim/Disc/Ring for VBSP | V27000000- VORTEX -HVLP | N/A- Not applicable | N/A- No Gasket | 0048 |  |  |  | D951
V2700002- VORTEX - PANELS | S01495115R | D09510014VX51AR | 36288.51 | 51718.38 |  |  | D951/048 V1500 COMBO PANEL ACTIVE RELEASE | 20- Released | D- Devices/Trim/Disc/Ring for VBSP | V27000000- VORTEX -HVLP | N/A- Not applicable | N/A- No Gasket | 0048 |  |  |  | D951
V2700002- VORTEX - PANELS | S014951035 | D09510014VX50DR | 48314.31 | 68857.55 |  |  | D951/048 COMBO PANEL DRY RELEASE BALL VALVE | 20- Released | D- Devices/Trim/Disc/Ring for VBSP | V27000000- VORTEX -HVLP | N/A- Not applicable | N/A- No Gasket | 0048 |  |  |  | D951
V2700002- VORTEX - PANELS | S014951153 | D09510014VX3ZDR | 28287.3 | 40315.06 |  |  | D951/048 V1000 ZONE PANEL BOX DRY CONTACT BALL VALVE RELEASE | 20- Released | D- Devices/Trim/Disc/Ring for VBSP | V27000000- VORTEX -HVLP | N/A- Not applicable | N/A- No Gasket | 0048 |  |  |  | D951
V2700002- VORTEX - PANELS | S014951040 | D09510014VX3FDR | 22160.86 | 31583.66 |  |  | D951/048 V1000 CONTACT FLUID PANEL | 20- Released | D- Devices/Trim/Disc/Ring for VBSP | V27000000- VORTEX -HVLP | N/A- Not applicable | N/A- No Gasket | 0048 |  |  |  | D951
V2700002- VORTEX - PANELS | S014951150 | D09510014VX3FAR | 39738.16 | 56634.83 |  |  | D951/048 V1000 FLUID PANEL ACTIVE RELEASE | 20- Released | D- Devices/Trim/Disc/Ring for VBSP | V27000000- VORTEX -HVLP | N/A- Not applicable | N/A- No Gasket | 0048 |  |  |  | D951
V2700002- VORTEX - PANELS | S01495110A | D09510014VX3DCZ | 18247.27 | 26006.01 |  |  | D/951 1 1/2"/48MM VORTEX ZONE PANEL ASSEMBLY DRY CONTACT BALL VALVE | 20- Released | D- Devices/Trim/Disc/Ring for VBSP | V27000000- VORTEX -HVLP | N/A- Not applicable | N/A- No Gasket | 0048 |  | XVV | ZP15 | D951
V2700002- VORTEX - PANELS | S014951F00 | D09510014VX3DCF | 25719.54 | 36655.49 |  |  | D/951 1 1/2"/48MM VORTEX FLUID PANEL ASSEMBLY DRY CONTACT | 20- Released | D- Devices/Trim/Disc/Ring for VBSP | V27000000- VORTEX -HVLP | N/A- Not applicable | N/A- No Gasket | 0048 |  | XVV | FCP15 | D951
V2700002- VORTEX - PANELS | S014951DRY | D09510014VX3DCC | 35918.22 | 51190.65 |  |  | D/951 1 1/2"/48MM VORTEX COMBINATION PANEL ASSEMBLY DRY CONTACT BALL VALVE | 20- Released | D- Devices/Trim/Disc/Ring for VBSP | V27000000- VORTEX -HVLP | N/A- Not applicable | N/A- No Gasket | 0048 |  | XVV | CP15 | D951
V2700002- VORTEX - PANELS | S014951FA0 | D09510014VX3ARF | 26557.11 | 37849.19 |  |  | D/951 1 1/2"/48MM VORTEX FLUID PANEL ASSEMBLY ACTIVE RELEASE | 20- Released | D- Devices/Trim/Disc/Ring for VBSP | V27000000- VORTEX -HVLP | N/A- Not applicable | N/A- No Gasket | 0048 |  | XVV | FCP15 | D951
V2700002- VORTEX - PANELS | S014951ACT | D09510014VX3ARC | 3754.16 | 5350.43 |  |  | D/951 1 1/2"/48MM VORTEX COMBINATION PANEL ASSEMBLY ACTIVE RELEASE BALL VALVE | 20- Released | D- Devices/Trim/Disc/Ring for VBSP | V27000000- VORTEX -HVLP | N/A- Not applicable | N/A- No Gasket | 0048 |  | XVV | CP15 | D951
V2700006- VORTEX - MISCELLANEOUS | V014951000 | D09510014VX3AN0 | 10241.44 | 14596.1 |  |  | D951/ 048 ACTUATOR/NEEDLE VALVE ASSEMBLY 951 | 20- Released | D- Devices/Trim/Disc/Ring for VBSP | V14901000- ELECTRICAL ACCESSORIES - ALL SIZES | N/A- Not applicable | N/A- No Gasket | 0048 |  |  |  | D951
V2700002- VORTEX - PANELS | S014951036 | D09510014VX31DR | 48314.31 | 68857.55 |  |  | D951/048 V1000 COMBO PANEL DRY RELEASE BALL | 20- Released | D- Devices/Trim/Disc/Ring for VBSP | V27000000- VORTEX -HVLP | N/A- Not applicable | N/A- No Gasket | 0048 |  |  |  | D951
V2700002- VORTEX - PANELS | S014951137 | D09510014VX31AR | 36288.51 | 51718.38 |  |  | D951/048 V1000 COMBO PANEL ACTIVE RELEASE BALL | 20- Released | D- Devices/Trim/Disc/Ring for VBSP | V27000000- VORTEX -HVLP | N/A- Not applicable | N/A- No Gasket | 0048 |  |  |  | D951
V2700002- VORTEX - PANELS | S01495120A | D09510014VX2Z00 | 17603.22 | 25088.11 |  |  | D951/048 V2000 PANEL ASY ZONE | 20- Released | D- Devices/Trim/Disc/Ring for VBSP | V27000000- VORTEX -HVLP | N/A- Not applicable | N/A- No Gasket | 0048 |  |  |  | D951
V2700002- VORTEX - PANELS | S014951045 | D09510014VX2DRF | 22564.36 | 32158.73 |  |  | D951/ 048 V2000 DRY RELEASE FLUID | 20- Released | D- Devices/Trim/Disc/Ring for VBSP | V27000000- VORTEX -HVLP | N/A- Not applicable | N/A- No Gasket | 0048 |  |  |  | D951
V2700002- VORTEX - PANELS | S014951037 | D09510014VX2DRC | 36288.51 | 51718.38 |  |  | D951/ 048 V2000 COMBO PANEL DRY RELEASE | 20- Released | D- Devices/Trim/Disc/Ring for VBSP | V27000000- VORTEX -HVLP | N/A- Not applicable | N/A- No Gasket | 0048 |  |  |  | D951
V2700002- VORTEX - PANELS | S014951151 | D09510014VX2ACF | 23084.73 | 32900.36 |  |  | D951/ 048 V2000 ACTIVE RELEASE FLUID | 20- Released | D- Devices/Trim/Disc/Ring for VBSP | V27000000- VORTEX -HVLP | N/A- Not applicable | N/A- No Gasket | 0048 |  |  |  | D951
V2700002- VORTEX - PANELS | S014951144 | D09510014VX2ACC | 36288.51 | 51718.38 |  |  | D951/ 048 V2000 COMBO PANEL ACT RELEASE | 20- Released | D- Devices/Trim/Disc/Ring for VBSP | V27000000- VORTEX -HVLP | N/A- Not applicable | N/A- No Gasket | 0048 |  |  |  | D951
V2700006- VORTEX - MISCELLANEOUS |  | D09510010VXPIPE |  |  |  |  | D/951 1"/33MM CLAMP PIPE POLYPROPYLENE STAUFF #SM533 7PPDP-ASUW3K | 20- Released | D- Devices/Trim/Disc/Ring for VBSP | V27000000- VORTEX -HVLP | SS- Stainless Steel | N/A- No Gasket | 0033 |  |  |  | M951
V2700002- VORTEX - PANELS | S010951100 | D09510010VXI0VM |  |  |  |  | D951/ 033x048 ISOLATION VALVE MONITOR ONLY | 20- Released | D- Devices/Trim/Disc/Ring for VBSP | V27000000- VORTEX -HVLP | N/A- Not applicable | N/A- No Gasket | 0033 | 0048 |  |  | D951
V2700006- VORTEX - MISCELLANEOUS | P010951008 | D09510010VXG000 |  |  |  |  | M951/ 033 RUBBER GROMMET KENNARD 1300 MCMASTER | 20- Released | D- Devices/Trim/Disc/Ring for VBSP | V27000000- VORTEX -HVLP | SS- Stainless Steel | N/A- No Gasket | 0033 |  |  |  | M951
V2700002- VORTEX - PANELS | S010951035 | D09510010VXDCZS |  |  |  |  | D951/033 VORTEX ZONE PANEL BOX DRY CONTACT H2O SOL RELEASE | 20- Released | D- Devices/Trim/Disc/Ring for VBSP | V27000000- VORTEX -HVLP | N/A- Not applicable | N/A- No Gasket | 0033 |  |  |  | D951
V2700006- VORTEX - MISCELLANEOUS | V010951005 | D09510010VXBVC0 | 3554.38 | 5065.7 |  |  | V/951 1"/33MM BALL VLV W/CONN | 20- Released | D- Devices/Trim/Disc/Ring for VBSP | V27100000- VORTEX 500 | N/A- Not applicable | N/A- No Gasket | 0033 |  |  |  | D951
V2700002- VORTEX - PANELS | S010951120 | D09510010VXARSC |  |  |  |  | D951/ 033 VORTEX COMBO PANEL BOX ACTIVE RELEASE SOLENOID | 20- Released | D- Devices/Trim/Disc/Ring for VBSP | V27000000- VORTEX -HVLP | N/A- Not applicable | N/A- No Gasket | 0033 |  |  |  | D951
V2700002- VORTEX - PANELS | S010951052 | D09510010VX5ZDC |  |  |  |  | D951/ 033 VORTEX PANEL BOX DRY CONTACT H2O BALL VLV RELEASE | 20- Released | D- Devices/Trim/Disc/Ring for VBSP | V27000000- VORTEX -HVLP | N/A- Not applicable | N/A- No Gasket | 0033 |  |  |  | D951
V2700002- VORTEX - PANELS | S010951135 | D09510010VX5RDC | 47669.37 | 67938.39 |  |  | D951/ 033 VORTEX COMBO PANEL BOX ACTIVE RELEASE BALL VALVE | 20- Released | D- Devices/Trim/Disc/Ring for VBSP | V27000000- VORTEX -HVLP | N/A- Not applicable | N/A- No Gasket | 0033 |  |  |  | D951
V2700002- VORTEX - PANELS | S010951025 | D09510010VX5LDC |  |  |  |  | D951/ 033 V1500 COMBO PANEL DRY CONTACT BALL VICTAULIC VORTE | 20- Released | D- Devices/Trim/Disc/Ring for VBSP | V27000000- VORTEX -HVLP | N/A- Not applicable | N/A- No Gasket | 0033 |  |  |  | D951
V2700002- VORTEX - PANELS | S010951030 | D09510010VX5FDC |  |  |  |  | D951/033 V1500 FLUID PANEL DRY CONTACT | 20- Released | D- Devices/Trim/Disc/Ring for VBSP | V27000000- VORTEX -HVLP | N/A- Not applicable | N/A- No Gasket | 0033 |  |  |  | D951
V2700002- VORTEX - PANELS | S010951138 | D09510010VX5FAR | 37346.35 | 53226.02 |  |  | D951/ 033 VORTEX FLUID CONTROL BOX ACTIVE RELEASE | 20- Released | D- Devices/Trim/Disc/Ring for VBSP | V27000000- VORTEX -HVLP | N/A- Not applicable | N/A- No Gasket | 0033 |  |  |  | D951
V2700002- VORTEX - PANELS |  | D09510010VX5DFL |  |  |  |  | D951/ 033 V1500 DRY CONTACT FLUID CCC | 20- Released | D- Devices/Trim/Disc/Ring for VBSP | V27000000- VORTEX -HVLP | N/A- Not applicable | N/A- No Gasket | 0033 |  |  |  | D951
V2700002- VORTEX - PANELS | S0109515DC | D09510010VX5DCF | 23415.47 | 33371.73 |  |  | D951/ 033 V1500 DRY CONTACT FLUID | 20- Released | D- Devices/Trim/Disc/Ring for VBSP | V27000000- VORTEX -HVLP | N/A- Not applicable | N/A- No Gasket | 0033 |  |  |  | D951
V2700002- VORTEX - PANELS | S01095115D | D09510010VX5DCC | 38326.99 | 54623.63 |  |  | D951/ 033 V1500 DRY CONTACT COMBO RELEASE CR CPVC | 20- Released | D- Devices/Trim/Disc/Ring for VBSP | V27000000- VORTEX -HVLP | N/A- Not applicable | N/A- No Gasket | 0033 |  |  |  | D951
V2700002- VORTEX - PANELS |  | D09510010VX5ACC |  |  |  |  | D951/ 033 V1500 ACT REL COMBO PANEL CCC | 20- Released | D- Devices/Trim/Disc/Ring for VBSP | V27000000- VORTEX -HVLP | N/A- Not applicable | N/A- No Gasket | 0033 |  |  |  | D951
V2700002- VORTEX - PANELS | S0109515AR | D09510010VX50AF | 24956.18 | 35567.55 |  |  | D951/ 033 V1500 ACTIVE RELEASE FLUID | 20- Released | D- Devices/Trim/Disc/Ring for VBSP | V27000000- VORTEX -HVLP | N/A- Not applicable | N/A- No Gasket | 0033 |  |  |  | D951
V2700002- VORTEX - PANELS | S01095115R | D09510010VX50AC | 38326.99 | 54623.63 |  |  | D951/ 033 V1500 ACT REL COMBO | 20- Released | D- Devices/Trim/Disc/Ring for VBSP | V27000000- VORTEX -HVLP | N/A- Not applicable | N/A- No Gasket | 0033 |  |  |  | D951
V2700002- VORTEX - PANELS | S010951031 | D09510010VX3DCF | 21860.43 | 31155.48 |  |  | D951/ 033 V1000 DRY CONTACT FLUID | 20- Released | D- Devices/Trim/Disc/Ring for VBSP | V27000000- VORTEX -HVLP | N/A- Not applicable | N/A- No Gasket | 0033 |  |  |  | D951
V2700002- VORTEX - PANELS | S010951026 | D09510010VX3DCC | 47669.37 | 67938.39 |  |  | D951/ 033 V1000 DRY CONTACT COMBO RELEASE | 20- Released | D- Devices/Trim/Disc/Ring for VBSP | V27000000- VORTEX -HVLP | N/A- Not applicable | N/A- No Gasket | 0033 |  |  |  | D951
V2700002- VORTEX - PANELS | S010951F00 | D09510010VX3DC2 | 24076.28 | 34313.51 |  |  | D/951 1"/33MM VORTEX FLUID PANEL ASSEMBLY DRY CONTACT | 20- Released | D- Devices/Trim/Disc/Ring for VBSP | V27000000- VORTEX -HVLP | N/A- Not applicable | N/A- No Gasket | 0048 |  | XVV | FCP1 | D951
V2700002- VORTEX - PANELS | S010951DRY | D09510010VX3DC1 | 34133.88 | 48647.61 |  |  | D/951 1"/33MM VORTEX COMBINATION PANEL ASSEMBLY DRY CONTACT BALL VALVE | 20- Released | D- Devices/Trim/Disc/Ring for VBSP | V27000000- VORTEX -HVLP | N/A- Not applicable | N/A- No Gasket | 0033 |  | XVV | CP1 | D951
V2700002- VORTEX - PANELS | S010951FA0 | D09510010VX3ARF | 25796.35 | 36764.96 |  |  | D/951 1"/33MM VORTEX FLUID PANEL ASSEMBLY ACTIVE RELEASE | 20- Released | D- Devices/Trim/Disc/Ring for VBSP | V27000000- VORTEX -HVLP | N/A- Not applicable | N/A- No Gasket | 0033 |  | XVV | FCP1 | D951
V2700002- VORTEX - PANELS | S010951ACT | D09510010VX3ARC | 34278.61 | 48853.87 |  |  | D/951 1"/33MM VORTEX COMBINATION PANEL ASSEMBLY ACTIVE RELEASE BALL VALVE | 20- Released | D- Devices/Trim/Disc/Ring for VBSP | V27000000- VORTEX -HVLP | N/A- Not applicable | N/A- No Gasket | 0033 |  | XVV | CP1 | D951
V2700002- VORTEX - PANELS | S010951139 | D09510010VX3ACF | 37366.73 | 53255.06 |  |  | D951/ 033 V1000 ACTIVE RELEASE FLUID | 20- Released | D- Devices/Trim/Disc/Ring for VBSP | V27000000- VORTEX -HVLP | N/A- Not applicable | N/A- No Gasket | 0033 |  |  |  | D951
V2700002- VORTEX - PANELS | S010951037 | D09510010VX2DCF | 23410.51 | 33364.66 |  |  | D951/ 033 V2000 DRY CONTACT FLUID | 20- Released | D- Devices/Trim/Disc/Ring for VBSP | V27000000- VORTEX -HVLP | N/A- Not applicable | N/A- No Gasket | 0033 |  |  |  | D951
V2700002- VORTEX - PANELS | S010951027 | D09510010VX2DCC | 38326.99 | 54623.63 |  |  | D951/ 033 V2000 DRY CONTACT COMBO PANEL | 20- Released | D- Devices/Trim/Disc/Ring for VBSP | V27000000- VORTEX -HVLP | N/A- Not applicable | N/A- No Gasket | 0033 |  |  |  | D951
V2700002- VORTEX - PANELS | S010951160 | D09510010VX2ACF | 25080.21 | 35744.32 |  |  | D951/ 033 V2000 ACTIVE RELEASE FLUID | 20- Released | D- Devices/Trim/Disc/Ring for VBSP | V27000000- VORTEX -HVLP | N/A- Not applicable | N/A- No Gasket | 0033 |  |  |  | D951
V2700002- VORTEX - PANELS | S010951137 | D09510010VX2AC0 | 38326.99 | 54623.63 |  |  | D951/ 033 V2000 COMBO PANEL ACT RELEASE | 20- Released | D- Devices/Trim/Disc/Ring for VBSP | V27000000- VORTEX -HVLP | N/A- Not applicable | N/A- No Gasket | 0033 |  |  | CP1 | D951
V2700006- VORTEX - MISCELLANEOUS | V010951000 | D09510010VX0AN0 | 9538.61 | 13594.43 |  |  | D951/ 1 ACT NEEDLE VLV ASY 951 | 20- Released | D- Devices/Trim/Disc/Ring for VBSP | V27000000- VORTEX -HVLP | N/A- Not applicable | N/A- No Gasket | 0033 |  |  |  | D951
V2700002- VORTEX - PANELS | P002951012 | D09510004VXPSB1 |  |  |  |  | D951/ 021 NPT POP SAFETY VLV BR 150 PSI | 20- Released | D- Devices/Trim/Disc/Ring for VBSP | V27000000- VORTEX -HVLP | N/A- Not applicable | N/A- No Gasket | 0021 |  |  |  | D951
V2700006- VORTEX - MISCELLANEOUS | P002951U02 | D09510002VXTEE3 |  |  |  |  | 1/4 TEE NPT 3000# UPD VICTAULIC VORTEX | 20- Released | D- Devices/Trim/Disc/Ring for VBSP | V27000000- VORTEX -HVLP | N/A- Not applicable | N/A- No Gasket | 0014 |  |  |  | M951
V2700006- VORTEX - MISCELLANEOUS | P002951Z00 | D09510002VXN000 |  |  |  |  | 1/4x1/4x1.45 NPT NPL ALLOY STL CLEAR ZINC PLT MCMASTERCARR | 20- Released | D- Devices/Trim/Disc/Ring for VBSP | V27000000- VORTEX -HVLP | N/A- Not applicable | N/A- No Gasket | 0014 |  |  |  | M951
V2700006- VORTEX - MISCELLANEOUS | P000951338 | D09510002VXBCAP |  |  |  |  | SCREW 1/4-20x5/8 BUTTON HEAD CAP HEX SOCK ASME B18.3 ASTM | 20- Released | D- Devices/Trim/Disc/Ring for VBSP | V27000000- VORTEX -HVLP | SS- Stainless Steel | N/A- No Gasket | 0000 |  |  |  | M951
V2700002- VORTEX - PANELS | P002951001 | D09510002VXB0V0 |  |  |  |  | D951/ 014 NPT HP BLEED VLV #3000 | 20- Released | D- Devices/Trim/Disc/Ring for VBSP | V27000000- VORTEX -HVLP | N/A- Not applicable | N/A- No Gasket | 0014 |  |  |  | D951
V2700006- VORTEX - MISCELLANEOUS | P000951095 | D09510000VXWTB4 |  |  |  |  | D/951 WAGO TERMINAL BLOCK 4 POLE 16 CONNECTIONS BLACK | 20- Released | D- Devices/Trim/Disc/Ring for VBSP | V27000000- VORTEX -HVLP | N/A- Not applicable | N/A- No Gasket |  |  |  |  | D951
V2700006- VORTEX - MISCELLANEOUS | S024951034 | D09510000VXTS00 |  |  |  |  | D951/ TOUCHSCREEN PT043 VORTEX PROG 2.5 FIRMWARE 2.1.8 W/O | 20- Released | D- Devices/Trim/Disc/Ring for VBSP | V27000000- VORTEX -HVLP | N/A- Not applicable | N/A- No Gasket |  |  |  |  | D951
V2700006- VORTEX - MISCELLANEOUS | P000951TRM | D09510000VXTRVP | 4474.4 | 6376.91 |  |  | D/951 TRANSDUCER RELIEF VLV VORTEX PANELS EXP PRF | 20- Released | D- Devices/Trim/Disc/Ring for VBSP | V27000000- VORTEX -HVLP | N/A- Not applicable | N/A- No Gasket |  |  |  |  | D951
V2700006- VORTEX - MISCELLANEOUS | P000951308 | D09510000VXSTOF |  |  |  |  | M951/ STANDOFF FEM/FEM SS PLAIN .250x1.000 LONGx6-32 | 20- Released | D- Devices/Trim/Disc/Ring for VBSP | V27000000- VORTEX -HVLP | N/A- Not applicable | N/A- No Gasket | 0000 |  |  |  | M951
V2700006- VORTEX - MISCELLANEOUS | P000951RFP | D09510000VXRF40 | 3.31 | 4.72 |  |  | D951/ REPLACEMENT FUSE F/PCB 4 AMP | 20- Released | D- Devices/Trim/Disc/Ring for VBSP | V27000000- VORTEX -HVLP | N/A- Not applicable | N/A- No Gasket |  |  | XVV | PT | D951
V2700006- VORTEX - MISCELLANEOUS | P000951134 | D09510000VXPT0D | 959.15 | 1366.98 |  |  | D/951 PRESSURE TRANSDUCER DWYER #626-10-CH-P1-ES-S1 - 100PSI | 20- Released | D- Devices/Trim/Disc/Ring for VBSP | V27000000- VORTEX -HVLP | N/A- Not applicable | N/A- No Gasket |  |  | XVV | SP | D951
V2700006- VORTEX - MISCELLANEOUS | P010951064 | D09510000VXPG00 |  |  |  |  | D/951 PRS SWTCH GEMS/PS71-30-4MNZ-C-FL48-R FS-100PSIR | 20- Released | D- Devices/Trim/Disc/Ring for VBSP | V27000000- VORTEX -HVLP | N/A- Not applicable | N/A- No Gasket |  |  |  |  | D951
V2700006- VORTEX - MISCELLANEOUS | P000951034 | D09510000VXMWH0 |  |  |  |  | D/951 V500 WIRE HARNESS | 20- Released | D- Devices/Trim/Disc/Ring for VBSP | V27100000- VORTEX 500 | SS- Stainless Steel | N/A- No Gasket | 0000 |  |  |  | D951
V2700006- VORTEX - MISCELLANEOUS | P000951061 | D09510000VXLLSH |  |  |  |  | D951/ SWCH LIQUID-LVL HRZ MOUNT TYPE 9 LS-7 SERIES 1/2 NPT | 20- Released | D- Devices/Trim/Disc/Ring for VBSP | V99999000- MISCELLANEOUS | N/A- Not applicable | N/A- No Gasket |  |  |  |  | D951
V2700006- VORTEX - MISCELLANEOUS | S000951006 | D09510000VXGEMS | 715.51 | 1019.74 |  |  | ADJUSTABLE PRESSURE SWITCH GEMS PS71-50-4MNZ-C-FL-48-R | 20- Released | D- Devices/Trim/Disc/Ring for VBSP | V27000000- VORTEX -HVLP | N/A- Not applicable | N/A- No Gasket |  |  |  |  | DEVCE
V2700006- VORTEX - MISCELLANEOUS | P000951307 | D09510000VXFSTO |  |  |  |  | M951/STANDOFF MALE/FEM THD HEX .250 HEX X .500 LENGTH X 6-32 | 20- Released | D- Devices/Trim/Disc/Ring for VBSP | V27000000- VORTEX -HVLP | BRS- Brass | N/A- No Gasket | 0000 |  |  |  | M951
V2700006- VORTEX - MISCELLANEOUS |  | D09510000VXDT0C |  |  |  |  | D951/DEPRESSURIZE ASSEMLBY TAG 14187-CHI CCC | 20- Released | D- Devices/Trim/Disc/Ring for VBSP | V27000000- VORTEX -HVLP | N/A- Not applicable | N/A- No Gasket |  |  |  |  | D951
V2700002- VORTEX - PANELS |  | D09510000VXCBZC |  |  |  |  | D951/ CONTROL BLOCK FOR ZONE PANNEL CCC | 20- Released | D- Devices/Trim/Disc/Ring for VBSP | V27000000- VORTEX -HVLP | N/A- Not applicable | N/A- No Gasket |  |  |  |  | D951
V2700002- VORTEX - PANELS |  | D09510000VXCBFC |  |  |  |  | D951/ CONTROL BLOCK FOR COMBO/FLUID PANNEL CCC | 20- Released | D- Devices/Trim/Disc/Ring for VBSP | V27000000- VORTEX -HVLP | N/A- Not applicable | N/A- No Gasket |  |  |  |  | D951
V2700006- VORTEX - MISCELLANEOUS | P000951011 | D09510000VXCBC0 |  |  |  |  | M951/ CONTROL BOARD COVER | 20- Released | D- Devices/Trim/Disc/Ring for VBSP | V27100000- VORTEX 500 | N/A- Not applicable | N/A- No Gasket | 0000 |  |  |  | M951
V2700006- VORTEX - MISCELLANEOUS | P000951CTL | D09510000VXB000 |  |  |  |  | M951/ BOARD REV D | 20- Released | D- Devices/Trim/Disc/Ring for VBSP | V27000000- VORTEX -HVLP | N/A- Not applicable | N/A- No Gasket | 0000 |  |  |  | M951
V2700006- VORTEX - MISCELLANEOUS | P000951306 | D09510000VXAPSC |  |  |  |  | M951/ SWITCH ASY PRESSURE W/CONNECTOR 150 PSIG SET POINT | 20- Released | D- Devices/Trim/Disc/Ring for VBSP | V27000000- VORTEX -HVLP | CS- Carbon Steel | N/A- No Gasket | 0000 |  |  |  | M951
V2700006- VORTEX - MISCELLANEOUS |  | D09510000VX5RDF | 31896.25 | 45458.54 |  |  | D951/ V1500 REDUCED FLOW DRY CONTACT FLUID | 90- Not stock | D- Devices/Trim/Disc/Ring for VBSP | V27000000- VORTEX -HVLP | N/A- Not applicable | N/A- No Gasket |  |  |  |  | DEVCE
V2700006- VORTEX - MISCELLANEOUS |  | D09510000VX5RDC | 36288.51 | 51718.38 |  |  | D951/ V1500 REDUCED FLOW DRY CONTACT COMBO | 90- Not stock | D- Devices/Trim/Disc/Ring for VBSP | V27000000- VORTEX -HVLP | N/A- Not applicable | N/A- No Gasket |  |  |  |  | DEVCE
V2700006- VORTEX - MISCELLANEOUS |  | D09510000VX5RAF | 32805.25 | 46754.04 |  |  | D951/ V1500 REDUCED FLOW ACTIVE RELEASE FLUID | 90- Not stock | D- Devices/Trim/Disc/Ring for VBSP | V27000000- VORTEX -HVLP | N/A- Not applicable | N/A- No Gasket |  |  |  |  | DEVCE
V2700006- VORTEX - MISCELLANEOUS |  | D09510000VX5RAC | 36288.51 | 51718.38 |  |  | D951/ V1500 REDUCED FLOW ACTIVE RELEASE COMBO | 90- Not stock | D- Devices/Trim/Disc/Ring for VBSP | V27000000- VORTEX -HVLP | N/A- Not applicable | N/A- No Gasket |  |  |  |  | DEVCE
V2700006- VORTEX - MISCELLANEOUS | S010951DMO | D09510000VX5DU1 |  |  |  |  | D951/ V1500 DEMO UNIT 120V VICTAULIC VORTEX | 20- Released | D- Devices/Trim/Disc/Ring for VBSP | V27000000- VORTEX -HVLP | N/A- Not applicable | N/A- No Gasket |  |  |  |  | DEVCE
V2700006- VORTEX - MISCELLANEOUS | S010951DM2 | D09510000VX5DU0 | 86406.48 | 123146.52 |  |  | D951/ V1500 DEMO UNIT 240V VICTAULIC VORTEX | 20- Released | D- Devices/Trim/Disc/Ring for VBSP | V27000000- VORTEX -HVLP | N/A- Not applicable | N/A- No Gasket |  |  |  |  | DEVCE
V2700002- VORTEX - PANELS |  | D09510000VX160W |  |  |  |  | WIRE 160MM LENGTH F/WORTEX PANEL | 20- Released | D- Devices/Trim/Disc/Ring for VBSP | V27000000- VORTEX -HVLP | N/A- Not applicable | N/A- No Gasket |  |  |  |  | D951
V2700002- VORTEX - PANELS |  | D09510000VX110W |  |  |  |  | WIRE 110MM LENGTH VORTEX PANEL | 20- Released | D- Devices/Trim/Disc/Ring for VBSP | V27000000- VORTEX -HVLP | N/A- Not applicable | N/A- No Gasket |  |  |  |  | D951
V2700006- VORTEX - MISCELLANEOUS |  | D09510000000001 |  |  |  |  | D951/ PRESSURE TRANSDUCER 100PSI PROPORTION AIR W/OPG100A | 90- Not stock | D- Devices/Trim/Disc/Ring for VBSP | V27000000- VORTEX -HVLP | N/A- Not applicable | N/A- No Gasket |  |  |  |  | D951
V2700003- VORTEX - CYLINDERS |  | D09507400VX0M6S |  |  |  |  | D950/VORTEX MANIFOLD ASY 6 PORT SINGLE ROW 74" LONG 3C | 20- Released | D- Devices/Trim/Disc/Ring for VBSP | V27000000- VORTEX -HVLP | N/A- Not applicable | N/A- No Gasket |  |  |  |  | D950
V2700003- VORTEX - CYLINDERS |  | D09507400VX0M1D |  |  |  |  | D950/VORTEX MANIFOLD ASY 12 PORT DOUBLE ROW 74" LONG 3C | 20- Released | D- Devices/Trim/Disc/Ring for VBSP | V27000000- VORTEX -HVLP | N/A- Not applicable | N/A- No Gasket |  |  |  |  | D950
V2700003- VORTEX - CYLINDERS |  | D09505000VX0M8D |  |  |  |  | D950/VORTEX MANIFOLD ASY 8 PORT DOUBLE ROW 50" LONG 3C | 20- Released | D- Devices/Trim/Disc/Ring for VBSP | V27000000- VORTEX -HVLP | N/A- Not applicable | N/A- No Gasket |  |  |  |  | D950
V2700003- VORTEX - CYLINDERS |  | D09505000VX0M4S |  |  |  |  | D950/VORTEX MANIFOLD ASY 4 PORT SINGLE ROW 50" LONG 3C | 20- Released | D- Devices/Trim/Disc/Ring for VBSP | V27000000- VORTEX -HVLP | N/A- Not applicable | N/A- No Gasket |  |  |  |  | D950
V2700004- VORTEX - WATER SUPPLY | S400950140 | D09504000VXWTW0 | 39194.64 | 55860.2 |  |  | D/950 WATER TANK ASY 400 GAL W/TRIM | 20- Released | D- Devices/Trim/Disc/Ring for VBSP | V27000000- VORTEX -HVLP | N/A- Not applicable | N/A- No Gasket |  |  | XVV | TANK | D950
V2700000- VORTEX | P000950ORG | D09504000VXORG5 |  |  |  |  | D950/ O RING 12O AS 568B-015 0.551 IDx0.070 WIDTH | 20- Released | D- Devices/Trim/Disc/Ring for VBSP | V27000000- VORTEX -HVLP | N/A- Not applicable | N/A- No Gasket |  |  |  |  | D950
V2700003- VORTEX - CYLINDERS |  | D09503700VX0M6D |  |  |  |  | D950/VORTEX MANIFOLD ASY 6 PORT DOUBLE ROW 37" LONG 3C | 20- Released | D- Devices/Trim/Disc/Ring for VBSP | V27000000- VORTEX -HVLP | N/A- Not applicable | N/A- No Gasket |  |  |  |  | D950
V2700003- VORTEX - CYLINDERS |  | D09503700VX0M3S |  |  |  |  | D950/VORTEX MANIFOLD ASY 3 PORT SINGLE ROW 37" LONG 3C | 20- Released | D- Devices/Trim/Disc/Ring for VBSP | V27000000- VORTEX -HVLP | N/A- Not applicable | N/A- No Gasket |  |  |  |  | D950
V2700003- VORTEX - CYLINDERS |  | D09502400VX0M4D |  |  |  |  | D950/VORTEX MANIFOLD ASY 4 PORT DOUBLE ROW 24" LONG 3C | 20- Released | D- Devices/Trim/Disc/Ring for VBSP | V27000000- VORTEX -HVLP | N/A- Not applicable | N/A- No Gasket |  |  |  |  | D950
V2700003- VORTEX - CYLINDERS |  | D09502400VX0M2S |  |  |  |  | D950/VORTEX MANIFOLD ASY 2 PORT SINGLE ROW 24" LONG 3C | 20- Released | D- Devices/Trim/Disc/Ring for VBSP | V27000000- VORTEX -HVLP | N/A- Not applicable | N/A- No Gasket |  |  |  |  | D950
V2700004- VORTEX - WATER SUPPLY | S200950140 | D09502000VXWTW0 | 20287.74 | 28914.09 |  |  | D/950 WATER TANK ASY 200 GAL W/TRIM | 20- Released | D- Devices/Trim/Disc/Ring for VBSP | V27000000- VORTEX -HVLP | N/A- Not applicable | N/A- No Gasket |  |  | XVV | TANK | D950
V2700004- VORTEX - WATER SUPPLY | S120950140 | D09501200VXWTW0 | 19568.93 | 27889.64 |  |  | D/950 WATER TANK ASY 120 GAL W/TRIM | 20- Released | D- Devices/Trim/Disc/Ring for VBSP | V27000000- VORTEX -HVLP | N/A- Not applicable | N/A- No Gasket |  |  | XVV | TANK | D950
V2700003- VORTEX - CYLINDERS | S4909550PP | D09500490VXSSPP |  |  |  |  | D/950 SUPPRESSION SYS PRIMARY PILOT KIT F/49L | 20- Released | D- Devices/Trim/Disc/Ring for VBSP | V27000000- VORTEX -HVLP | N/A- Not applicable | N/A- No Gasket |  |  |  |  | D950
V2700002- VORTEX - PANELS | S000950220 | D09500220VX0BDC | 2789.82 | 3976.05 |  |  | D950/ VORTEX BATTERY BOX DRY CONTACT ASSEMBLY 220V | 20- Released | D- Devices/Trim/Disc/Ring for VBSP | V27000000- VORTEX -HVLP | N/A- Not applicable | N/A- No Gasket |  |  | XVV | PSBB | D950
V2700004- VORTEX - WATER SUPPLY | S000950200 | D09500200VXWT00 | 22292.04 | 31770.62 |  |  | D/950 WATER TANK ASY 200 GAL | 20- Released | D- Devices/Trim/Disc/Ring for VBSP | V27000000- VORTEX -HVLP | N/A- Not applicable | N/A- No Gasket |  |  |  |  | D950
V2700004- VORTEX - WATER SUPPLY | S800950140 | D09500080VXWTW0 | 19191.88 | 27352.27 |  |  | D/950 WATER TANK ASY 80 GAL W/TRIM | 20- Released | D- Devices/Trim/Disc/Ring for VBSP | V27000000- VORTEX -HVLP | N/A- Not applicable | N/A- No Gasket |  |  | XVV | TANK | D950
V2700004- VORTEX - WATER SUPPLY | S600950140 | D09500060VXWTW0 | 17832.54 | 25414.94 |  |  | D/950 WATER TANK ASY 60 GAL W/TRIM | 20- Released | D- Devices/Trim/Disc/Ring for VBSP | V27000000- VORTEX -HVLP | N/A- Not applicable | N/A- No Gasket |  |  | XVV | TANK | D950
V2700000- VORTEX |  | D09500033000002 |  |  |  |  | D950/1 VICTAULIC VORTEX DRY CONTACT ZONE PANEL ASY | 90- Not stock | D- Devices/Trim/Disc/Ring for VBSP | V27000000- VORTEX -HVLP | N/A- Not applicable | N/A- No Gasket | 0033
V2700000- VORTEX |  | D09500033000001 |  |  |  |  | D950/1 VICTAULIC VORTEX COMBO BOX UNPRESSURIZED DRY CONTACT | 90- Not stock | D- Devices/Trim/Disc/Ring for VBSP | V27000000- VORTEX -HVLP | N/A- Not applicable | N/A- No Gasket | 0033
V2700004- VORTEX - WATER SUPPLY | S300950141 | D09500030VXWTWC | 79494.2 | 113295.13 |  |  | D/950 VORTEX WATER TANK ASSEMBLY RED STAINLESS STEEL 30 GALLON WITH TRIM CEALLON | 20- Released | D- Devices/Trim/Disc/Ring for VBSP | V27000000- VORTEX -HVLP | N/A- Not applicable | N/A- No Gasket |  |  | XVV | TANK | D950
V2700004- VORTEX - WATER SUPPLY | S300950140 | D09500030VXWTW0 | 12677.37 | 18067.79 |  |  | D/950 WATER TANK ASY 30 GAL W/TRIM | 20- Released | D- Devices/Trim/Disc/Ring for VBSP | V27000000- VORTEX -HVLP | N/A- Not applicable | N/A- No Gasket |  |  | XVV | TANK | D950
V2700004- VORTEX - WATER SUPPLY | S000950A30 | D09500030VXWT00 | 10630.06 | 15149.96 |  |  | D/950 WATER TANK ASY 30 GAL | 20- Released | D- Devices/Trim/Disc/Ring for VBSP | V27000000- VORTEX -HVLP | N/A- Not applicable | N/A- No Gasket |  |  |  |  | D950
V2700004- VORTEX - WATER SUPPLY | S800950002 | D09500020VXCY00 |  |  |  |  | D/950 SYSTEM ASSEMBLY TWO CYLINDERS PRE-ENGINEERED | 20- Released | D- Devices/Trim/Disc/Ring for VBSP | V27000000- VORTEX -HVLP | N/A- Not applicable | N/A- No Gasket |  |  |  |  | D950
V2700006- VORTEX - MISCELLANEOUS | S014950121 | D09500014VXKMIB | 3621.08 | 5160.76 |  |  | D950/VORTEX 1 1/2" NPT BLV SWITCH ASY F/NITROGEN ISOLATION | 20- Released | D- Devices/Trim/Disc/Ring for VBSP | V27000000- VORTEX -HVLP | N/A- Not applicable | N/A- No Gasket | 0048 |  | XVV | IBVK | D950
V2700004- VORTEX - WATER SUPPLY | S100950140 | D09500010VXWTW0 | 12604.6 | 17964.08 |  |  | D/950 WATER TANK ASY 10 GAL W/TRIM | 20- Released | D- Devices/Trim/Disc/Ring for VBSP | V27000000- VORTEX -HVLP | N/A- Not applicable | N/A- No Gasket |  |  | XVV | TANK | D950
V2700006- VORTEX - MISCELLANEOUS | S000950010 | D09500010VX0MIB | 2058.33 | 2933.53 |  |  | D950/VORTEX 1"NPT BALL VALVE SWITCH ASY F/NITROGEN ISOLATION | 20- Released | D- Devices/Trim/Disc/Ring for VBSP | V27000000- VORTEX -HVLP | N/A- Not applicable | N/A- No Gasket |  |  | XVV | IBVK | D950
V2700003- VORTEX - CYLINDERS | S002950401 | D0950000VXTA00A | 814.73 | 1161.15 |  |  | D/950 THREAD ADAPTER ASSEMBLY FOR CGA 677 CONNECTION POINT | 20- Released | D- Devices/Trim/Disc/Ring for VBSP | V27000000- VORTEX -HVLP | N/A- Not applicable | N/A- No Gasket |  |  | XVV | DHK | D950
V2700003- VORTEX - CYLINDERS | S000950B22 | D0950000VXPMO0A | 2729.54 | 3890.14 |  |  | D/950 PRIMARY SOLENOID RELEASE ASSEMBLY W/MANUAL OVERRIDE | 20- Released | D- Devices/Trim/Disc/Ring for VBSP | V27000000- VORTEX -HVLP | N/A- Not applicable | N/A- No Gasket |  |  | XVV | SP | D950
V2700006- VORTEX - MISCELLANEOUS | S000950B08 | D09500006VXSPH9 | 55.68 | 79.36 |  |  | D950/ VICTAULIC VORTEX SUPPRESSION SYS POLIT HOSE ASY | 20- Released | D- Devices/Trim/Disc/Ring for VBSP | V27000000- VORTEX -HVLP | N/A- Not applicable | N/A- No Gasket |  |  | XVV | SP | D950
V2700006- VORTEX - MISCELLANEOUS | S000950BA1 | D09500006VXSICV | 109.69 | 156.33 |  |  | D950/ SUPPRESSION SYS CKV 3/4 NPTx1/2 BSP ISOMATIC #CV34N12B | 20- Released | D- Devices/Trim/Disc/Ring for VBSP | V27000000- VORTEX -HVLP | N/A- Not applicable | N/A- No Gasket |  |  | XVV | SP | D950
V2700000- VORTEX | P006950003 | D09500006VXCVNF |  |  |  |  | D950/026 NPT FEMALE CHECK VLV SPG LOAD 400 PSI AT 167 DEG | 20- Released | D- Devices/Trim/Disc/Ring for VBSP | V27000000- VORTEX -HVLP | N/A- Not applicable | N/A- No Gasket | 0026 |  |  |  | D950
V2700003- VORTEX - CYLINDERS | S000950P70 | D09500004VXSPH0 | 67.8 | 96.63 |  |  | D950/VORTEX PILOT HOSE ASY 700 1/4" BSPP X 1/4" BSPP | 20- Released | D- Devices/Trim/Disc/Ring for VBSP | V27000000- VORTEX -HVLP | N/A- Not applicable | N/A- No Gasket |  |  | XVV | DHK | D950
V2700004- VORTEX - WATER SUPPLY | S000950HCW | D09500004VXHAWT | 6275.29 | 8943.54 |  |  | D950/VORTEX HIGH CAPACITY WATER TANK REG W/1/2X36 HOSE | 20- Released | D- Devices/Trim/Disc/Ring for VBSP | V27000000- VORTEX -HVLP | N/A- Not applicable | N/A- No Gasket |  |  | XVV | TANK | D950
V2700006- VORTEX - MISCELLANEOUS | P000955035 | D09500002VXSWCS | 416.18 | 593.14 |  |  | D950/ SUPPRESSION SYS SNUBBER ASY1/4 BSPPx1/4 BSPP | 20- Released | D- Devices/Trim/Disc/Ring for VBSP | V27000000- VORTEX -HVLP | N/A- Not applicable | N/A- No Gasket |  |  | XVV | SP | D950
V2700006- VORTEX - MISCELLANEOUS | P000950033 | D09500002VXSSSB | 225.46 | 321.33 |  |  | D950/ SUPPRESSION SYS SNUBBER BDY 1/4 BSPTx1/4 BSPT | 20- Released | D- Devices/Trim/Disc/Ring for VBSP | V27000000- VORTEX -HVLP | N/A- Not applicable | N/A- No Gasket |  |  |  |  | D950
V2700006- VORTEX - MISCELLANEOUS | S000950P32 | D09500002VXSSP0 | 41.34 | 58.92 |  |  | D950/SUPPRESSION SYS 1/4 PILOT HOSE ASY 300 ISOMATIC PH300FE | 20- Released | D- Devices/Trim/Disc/Ring for VBSP | V27000000- VORTEX -HVLP | N/A- Not applicable | N/A- No Gasket |  |  | XVV | SP | D950
V2700006- VORTEX - MISCELLANEOUS | P000950035 | D09500002VXSSFR | 154.35 | 219.98 |  |  | D950/SUP SYS FLOW RESTRICTOR 5000-1/4-500 SCCM N2 AT 30 PSIG | 20- Released | D- Devices/Trim/Disc/Ring for VBSP | V27000000- VORTEX -HVLP | N/A- Not applicable | N/A- No Gasket |  |  |  |  | D950
V2700006- VORTEX - MISCELLANEOUS | S000950BA2 | D09500002VXSICV | 38.04 | 54.21 |  |  | D950/ SUPPRESSION SYS T NPL 1/4 BSP ISOMATIC TN14MFM | 20- Released | D- Devices/Trim/Disc/Ring for VBSP | V27000000- VORTEX -HVLP | N/A- Not applicable | N/A- No Gasket |  |  | XVV | SP | D950
V2700004- VORTEX - WATER SUPPLY |  | D09500002VXRMN0 |  |  |  |  | D950/REGULATOR MODIFICATION 1/4 NPT INLETx1/2 NPT OUTLET CCC | 20- Released | D- Devices/Trim/Disc/Ring for VBSP | V27000000- VORTEX -HVLP | N/A- Not applicable | N/A- No Gasket |  |  |  |  | D950
V2700003- VORTEX - CYLINDERS | S000950P50 | D09500002VXPH00 | 56.77 | 80.91 |  |  | D950/VORTEX PILOT HOSE ASY 500 1/4" | 20- Released | D- Devices/Trim/Disc/Ring for VBSP | V27000000- VORTEX -HVLP | N/A- Not applicable | N/A- No Gasket |  |  | XVV | DHK | D950
V2700003- VORTEX - CYLINDERS |  | D09500002VXPGLM |  |  |  |  | D950/PRS GA 1/4 NPTM 0-1.6MPa LOWER MOUNT 63mm DIA FACE SS | 20- Released | D- Devices/Trim/Disc/Ring for VBSP | V27000000- VORTEX -HVLP | N/A- Not applicable | N/A- No Gasket |  |  |  |  | D950
V2700003- VORTEX - CYLINDERS |  | D09500002VXPGL4 |  |  |  |  | D950/PRS GA 1/4 NPTM 0-40MPa LOWER MOUNT 63mm DIA FACE SS | 20- Released | D- Devices/Trim/Disc/Ring for VBSP | V27000000- VORTEX -HVLP | N/A- Not applicable | N/A- No Gasket |  |  |  |  | D950
V2700004- VORTEX - WATER SUPPLY |  | D09500002VXNSVN |  |  |  |  | D950/REGR W/EXR SAFETY VLV NITROGEN 1/4 NPTF OTLT 200 PSI BR | 20- Released | D- Devices/Trim/Disc/Ring for VBSP | V27000000- VORTEX -HVLP | N/A- Not applicable | N/A- No Gasket |  |  |  |  | D950
V2700004- VORTEX - WATER SUPPLY | P000950065 | D09500002VX00RM | 2077.62 | 2961.02 |  |  | D950/ REGULATOR MODIFICATION 1/4 NPT INLETx1/2 NPT OUTLET | 20- Released | D- Devices/Trim/Disc/Ring for VBSP | V27000000- VORTEX -HVLP | N/A- Not applicable | N/A- No Gasket |  |  | XVV | TANK | D950
V2700004- VORTEX - WATER SUPPLY |  | D09500000VXWTXY | 82685.63 | 117843.56 |  |  | D950/WATER TANK ASY 3000L SS316L CE | 20- Released | D- Devices/Trim/Disc/Ring for VBSP | V27000000- VORTEX -HVLP | SS- Stainless Steel | N/A- No Gasket |  |  |  |  | D950
V2700004- VORTEX - WATER SUPPLY |  | D09500000VXWTXS | 34815.61 | 49619.21 |  |  | D/950 WATER TANK ASY 150L SS316L CE | 20- Released | D- Devices/Trim/Disc/Ring for VBSP | V27000000- VORTEX -HVLP | SS- Stainless Steel | N/A- No Gasket |  |  | XVX | TANK | D950
V2700004- VORTEX - WATER SUPPLY |  | D09500000VXWTXA | 55601.67 | 79243.5 |  |  | D/950 WATER TANK ASY 1000L SS316L CE | 20- Released | D- Devices/Trim/Disc/Ring for VBSP | V27000000- VORTEX -HVLP | SS- Stainless Steel | N/A- No Gasket |  |  | XVX | TANK | D950
V2700004- VORTEX - WATER SUPPLY |  | D09500000VXWTX7 | 50905.13 | 72549.99 |  |  | D/950 WATER TANK ASY 750L SS316L CE | 20- Released | D- Devices/Trim/Disc/Ring for VBSP | V27000000- VORTEX -HVLP | SS- Stainless Steel | N/A- No Gasket |  |  | XVX | TANK | D950
V2700004- VORTEX - WATER SUPPLY |  | D09500000VXWTX6 | 60746.37 | 86575.73 |  |  | D/950 WATER TANK ASY 1500L SS316L CE | 20- Released | D- Devices/Trim/Disc/Ring for VBSP | V27000000- VORTEX -HVLP | SS- Stainless Steel | N/A- No Gasket |  |  |  |  | D950
V2700004- VORTEX - WATER SUPPLY | S000950X50 | D09500000VXWTX5 | 35087.92 | 50007.3 |  |  | D/950 WATER TANK ASY 500L SS316L CE | 20- Released | D- Devices/Trim/Disc/Ring for VBSP | V27000000- VORTEX -HVLP | SS- Stainless Steel | N/A- No Gasket |  |  | XVX | TANK | D950
V2700004- VORTEX - WATER SUPPLY |  | D09500000VXWTX3 | 42918.8 | 61167.87 |  |  | D/950 WATER TANK ASY 300L SS316L CE | 20- Released | D- Devices/Trim/Disc/Ring for VBSP | V27000000- VORTEX -HVLP | SS- Stainless Steel | N/A- No Gasket |  |  | XVX | TANK | D950
V2700004- VORTEX - WATER SUPPLY |  | D09500000VXWTX1 | 29619.65 | 42213.93 |  |  | D/950 WATER TANK ASY UPDATED DESIGN 100L SS316L CE | 20- Released | D- Devices/Trim/Disc/Ring for VBSP | V27000000- VORTEX -HVLP | SS- Stainless Steel | N/A- No Gasket |  |  | XVX | TANK | D950
V2700003- VORTEX - CYLINDERS |  | D09500000VXWTTK |  |  |  |  | D950/GAUGE ASY F/WATER TANK TRIM KIT ASY 3C | 20- Released | D- Devices/Trim/Disc/Ring for VBSP | V27000000- VORTEX -HVLP | N/A- Not applicable | N/A- No Gasket |  |  |  |  | D950
V2700003- VORTEX - CYLINDERS | S000950NTG | D09500000VXWTNT |  |  |  |  | D/950 VORTEX NITROGEN INLET ASSEMBLY 70 PED CE | 20- Released | D- Devices/Trim/Disc/Ring for VBSP | V27000000- VORTEX -HVLP | N/A- Not applicable | N/A- No Gasket |  |  |  |  | D950
V2700003- VORTEX - CYLINDERS | S000950LIQ | D09500000VXWTLI |  |  |  |  | D/950 VORTEX LIQUID LEVEL SWITCH ASSEMBLY GEMS 164870 | 20- Released | D- Devices/Trim/Disc/Ring for VBSP | V99999000- MISCELLANEOUS | N/A- Not applicable | N/A- No Gasket |  |  |  |  | D950
V2700003- VORTEX - CYLINDERS | S100950GAS | D09500000VXWTGA |  |  |  |  | D/950 VORTEX GAUGE ASSEMBLY 70 PED CE | 20- Released | D- Devices/Trim/Disc/Ring for VBSP | V27000000- VORTEX -HVLP | N/A- Not applicable | N/A- No Gasket |  |  |  |  | D950
V2700003- VORTEX - CYLINDERS | S000950FIL | D09500000VXWTFI |  |  |  |  | D/950 VORTEX FILL ASSEMBLY 70 PED CE | 20- Released | D- Devices/Trim/Disc/Ring for VBSP | V27000000- VORTEX -HVLP | N/A- Not applicable | N/A- No Gasket |  |  |  |  | D950
V2700003- VORTEX - CYLINDERS |  | D09500000VXWTDV |  |  |  |  | D950/DRAIN VALVE ASY F/WATER TANK TRIM KIT ASY 3C | 20- Released | D- Devices/Trim/Disc/Ring for VBSP | V27000000- VORTEX -HVLP | N/A- Not applicable | N/A- No Gasket |  |  |  |  | D950
V2700003- VORTEX - CYLINDERS | S000950DVA | D09500000VXWTDR |  |  |  |  | D/950 VORTEX WATER TANK TRIM KIT DRAIN VALVE ASSEMBLY | 20- Released | D- Devices/Trim/Disc/Ring for VBSP | V27000000- VORTEX -HVLP | N/A- Not applicable | N/A- No Gasket |  |  |  |  | D950
V2700006- VORTEX - MISCELLANEOUS |  | D09500000VXWTB4 |  |  |  |  | D951/ WAGO TERMINAL BLOCK 4 POLE 16 CONNECTIONS BLACK | 80- Not carrd | D- Devices/Trim/Disc/Ring for VBSP | V27000000- VORTEX -HVLP | N/A- Not applicable | N/A- No Gasket |  |  |  |  | D951
V2700004- VORTEX - WATER SUPPLY | S000950080 | D09500000VXWT80 | 18226.12 | 25975.87 |  |  | D/950 WATER TANK ASY 80 GAL | 20- Released | D- Devices/Trim/Disc/Ring for VBSP | V27000000- VORTEX -HVLP | N/A- Not applicable | N/A- No Gasket |  |  |  |  | D950
V2700003- VORTEX - CYLINDERS |  | D09500000VXWT6T |  |  |  |  | D/950 WATER TANK WITH TRIM ASSEMBLY 227L 3C | 20- Released | D- Devices/Trim/Disc/Ring for VBSP | V27000000- VORTEX -HVLP | N/A- Not applicable | N/A- No Gasket |  |  |  |  | D950
V2700004- VORTEX - WATER SUPPLY | S000950060 | D09500000VXWT60 | 17716.22 | 25249.16 |  |  | D/950 WATER TANK ASY 60 GAL | 20- Released | D- Devices/Trim/Disc/Ring for VBSP | V27000000- VORTEX -HVLP | N/A- Not applicable | N/A- No Gasket |  |  |  |  | D950
V2700003- VORTEX - CYLINDERS |  | D09500000VXWT3T |  |  |  |  | D/950 WATER TANK WITH TRIM ASSEMBLY 114 L 3C | 20- Released | D- Devices/Trim/Disc/Ring for VBSP | V27000000- VORTEX -HVLP | N/A- Not applicable | N/A- No Gasket |  |  |  |  | D950
V2700004- VORTEX - WATER SUPPLY | S000950120 | D09500000VXWT01 | 18631.83 | 26554.08 |  |  | D/950 WATER TANK ASY 120 GAL | 20- Released | D- Devices/Trim/Disc/Ring for VBSP | V27000000- VORTEX -HVLP | N/A- Not applicable | N/A- No Gasket |  |  |  |  | D950
V2700004- VORTEX - WATER SUPPLY |  | D09500000VXWT00 | 21608.51 | 30796.45 |  |  | D/950 WATER TANK ASY SS316L 300L WITHOUT TRIMMING PARTS CE | 20- Released | D- Devices/Trim/Disc/Ring for VBSP | V27000000- VORTEX -HVLP | SS- Stainless Steel | N/A- No Gasket |  |  |  |  | D950
V2700006- VORTEX - MISCELLANEOUS |  | D09500000VXWPQ0 |  |  |  |  | D950/WARNING PLACARD PROTECTED AREA OUTSIDE HAZARD 11277-CHI | 20- Released | D- Devices/Trim/Disc/Ring for VBSP | V27000000- VORTEX -HVLP | N/A- Not applicable | N/A- No Gasket |  |  |  |  | D950
V2700006- VORTEX - MISCELLANEOUS |  | D09500000VXWPOZ |  |  |  |  | D950/WARNING PLACARD PROTECTED AREA OUTSIDE HAZARD 5523-CHI | 20- Released | D- Devices/Trim/Disc/Ring for VBSP | V27000000- VORTEX -HVLP | N/A- Not applicable | N/A- No Gasket |  |  |  |  | D950
V2700006- VORTEX - MISCELLANEOUS |  | D09500000VXWPNC |  |  |  |  | D950/WARNING PLACARD F/NITROGEN CYLINDER 6636-CHI | 20- Released | D- Devices/Trim/Disc/Ring for VBSP | V27000000- VORTEX -HVLP | N/A- Not applicable | N/A- No Gasket |  |  |  |  | D950
V2700006- VORTEX - MISCELLANEOUS |  | D09500000VXWPJ0 |  |  |  |  | D950/VORTEX WARNING PLACARD VACATE AREA HAZARD ZONE 11278CHI | 20- Released | D- Devices/Trim/Disc/Ring for VBSP | V27000000- VORTEX -HVLP | N/A- Not applicable | N/A- No Gasket |  |  |  |  | D950
V2700006- VORTEX - MISCELLANEOUS |  | D09500000VXWPHZ |  |  |  |  | D950/VORTEX WARNING PLACARD VACATE AREA HAZARD ZONE 5522-CHI | 20- Released | D- Devices/Trim/Disc/Ring for VBSP | V27000000- VORTEX -HVLP | N/A- Not applicable | N/A- No Gasket |  |  |  |  | D950
V2700003- VORTEX - CYLINDERS |  | D09500000VXWM8Z |  |  |  |  | D950/VORTEX WALL MOUNT RACK STL ASY F/2 80L CYLINDERS 2x1 3C | 20- Released | D- Devices/Trim/Disc/Ring for VBSP | V27000000- VORTEX -HVLP | N/A- Not applicable | N/A- No Gasket |  |  |  |  | D950
V2700003- VORTEX - CYLINDERS |  | D09500000VXWM8B |  |  |  |  | D950/VORTEX WALL MOUNT RACK STL ASY F/4 80L CYLINDERS 4x1 3C | 20- Released | D- Devices/Trim/Disc/Ring for VBSP | V27000000- VORTEX -HVLP | N/A- Not applicable | N/A- No Gasket |  |  |  |  | D950
V2700003- VORTEX - CYLINDERS |  | D09500000VXWM89 |  |  |  |  | D950/VORTEX WALL MOUNT RACK STL ASY F/3 80L CYLINDERS 3x1 3C | 20- Released | D- Devices/Trim/Disc/Ring for VBSP | V27000000- VORTEX -HVLP | N/A- Not applicable | N/A- No Gasket |  |  |  |  | D950
V2700003- VORTEX - CYLINDERS |  | D09500000VXWM88 |  |  |  |  | D950/VORTEX WALL MOUNT RACK STL ASY F/6 80L CYLINDERS 6x1 3C | 20- Released | D- Devices/Trim/Disc/Ring for VBSP | V27000000- VORTEX -HVLP | N/A- Not applicable | N/A- No Gasket |  |  |  |  | D950
V2700003- VORTEX - CYLINDERS |  | D09500000VXWM86 |  |  |  |  | D950/VORTEX WALL MOUNT RACK STL ASY F/12 80L CYLINDER 6x2 3C | 20- Released | D- Devices/Trim/Disc/Ring for VBSP | V27000000- VORTEX -HVLP | N/A- Not applicable | N/A- No Gasket |  |  |  |  | D950
V2700003- VORTEX - CYLINDERS |  | D09500000VXWM84 |  |  |  |  | D950/VORTEX WALL MOUNT RACK STL ASY F/8 80L CYLINDERS 4x2 3C | 20- Released | D- Devices/Trim/Disc/Ring for VBSP | V27000000- VORTEX -HVLP | N/A- Not applicable | N/A- No Gasket |  |  |  |  | D950
V2700003- VORTEX - CYLINDERS |  | D09500000VXWM83 |  |  |  |  | D950/VORTEX WALL MOUNT RACK STL ASY F/6 80L CYLINDERS 3x2 3C | 20- Released | D- Devices/Trim/Disc/Ring for VBSP | V27000000- VORTEX -HVLP | N/A- Not applicable | N/A- No Gasket |  |  |  |  | D950
V2700003- VORTEX - CYLINDERS |  | D09500000VXWM82 |  |  |  |  | D950/VORTEX WALL MOUNT RACK STL ASY F/4 80L CYLINDERS 2x2 3C | 20- Released | D- Devices/Trim/Disc/Ring for VBSP | V27000000- VORTEX -HVLP | N/A- Not applicable | N/A- No Gasket |  |  |  |  | D950
V2700003- VORTEX - CYLINDERS |  | D09500000VXWM40 |  |  |  |  | D950/WALL MNT RACK ASY F/4 49 LTR CYLINDERS | 20- Released | D- Devices/Trim/Disc/Ring for VBSP | V27000000- VORTEX -HVLP | N/A- Not applicable | N/A- No Gasket |  |  |  |  | D950
V2700006- VORTEX - MISCELLANEOUS |  | D09500000VXVWT0 | 20.4 | 29.07 |  |  | D950/VICTAULIC VORTEX WARNING TAG WARNING VACATE AREA | 80- Not carrd | D- Devices/Trim/Disc/Ring for VBSP | V27000000- VORTEX -HVLP | N/A- Not applicable | N/A- No Gasket |  |  |  |  | D950
V2700006- VORTEX - MISCELLANEOUS | Z000950003 | D09500000VXVWIP | 34.73 | 49.5 |  |  | D950/INST PLACARD WARNING FOR VENTILATING THE AREA 4974 | 20- Released | D- Devices/Trim/Disc/Ring for VBSP | V27000000- VORTEX -HVLP | N/A- Not applicable | N/A- No Gasket |  |  |  |  | D950
V2700003- VORTEX - CYLINDERS |  | D09500000VXVPTX |  |  |  |  | D950/PRS VESSEL VERT GB150 RATED 1.4MPA 227L/410 VOLUMN 3C | 20- Released | D- Devices/Trim/Disc/Ring for VBSP | V27000000- VORTEX -HVLP | N/A- Not applicable | N/A- No Gasket |  |  |  |  | D950
V2700006- VORTEX - MISCELLANEOUS |  | D09500000VXTRVP | 3834.77 | 5465.31 |  |  | D951/ TRANSDUCER RELIEF VLV VORTEX PANELS EXP PRF | 80- Not carrd | D- Devices/Trim/Disc/Ring for VBSP | V27000000- VORTEX -HVLP | N/A- Not applicable | N/A- No Gasket |  |  |  |  | D951
V2700003- VORTEX - CYLINDERS | S0009504X1 | D09500000VXTMW9 | 3438.07 | 4899.94 |  |  | D950/ 4 TANKSx1 ROW TOP & MIDDLE WALL MOUNT RACK ASY | 20- Released | D- Devices/Trim/Disc/Ring for VBSP | V27000000- VORTEX -HVLP | N/A- Not applicable | N/A- No Gasket |  |  |  |  | D950
V2700003- VORTEX - CYLINDERS | S0009506X1 | D09500000VXTMW8 | 5390.01 | 7681.84 |  |  | D950/ 6 TANKSx1 ROW TOP & MIDDLE WALL MOUNT RACK ASY | 20- Released | D- Devices/Trim/Disc/Ring for VBSP | V27000000- VORTEX -HVLP | N/A- Not applicable | N/A- No Gasket |  |  |  |  | D950
V2700003- VORTEX - CYLINDERS | S0009506X2 | D09500000VXTMW6 | 6065.82 | 8645.01 |  |  | D950/ 6 TANKSx2 ROW TOP & MIDDLE WALL MOUNT RACK ASY | 20- Released | D- Devices/Trim/Disc/Ring for VBSP | V27000000- VORTEX -HVLP | N/A- Not applicable | N/A- No Gasket |  |  |  |  | D950
V2700003- VORTEX - CYLINDERS | S0009504X2 | D09500000VXTMW4 | 5090.13 | 7254.45 |  |  | D950/ 4 TANKSx2 ROW TOP & MIDDLE WALL MOUNT RACK ASY | 20- Released | D- Devices/Trim/Disc/Ring for VBSP | V27000000- VORTEX -HVLP | N/A- Not applicable | N/A- No Gasket |  |  |  |  | D950
V2700003- VORTEX - CYLINDERS | S0009503X2 | D09500000VXTMW3 | 4721.35 | 6728.87 |  |  | D950/ 3 TANKSx2 ROW VICTAULIC VORTEX TOP & MIDDLE WALL MOUNT | 20- Released | D- Devices/Trim/Disc/Ring for VBSP | V27000000- VORTEX -HVLP | N/A- Not applicable | N/A- No Gasket |  |  |  |  | D950
V2700003- VORTEX - CYLINDERS | S0009502X1 | D09500000VXTMW2 | 3946.31 | 5624.28 |  |  | D950/ 2 TANKSx1 ROW VICTAULIC VORTEX TOP & MIDDLE WALL MOUNT | 20- Released | D- Devices/Trim/Disc/Ring for VBSP | V27000000- VORTEX -HVLP | N/A- Not applicable | N/A- No Gasket |  |  |  |  | D950
V2700003- VORTEX - CYLINDERS | S0009502X2 | D09500000VXTMW1 | 4173.42 | 5947.96 |  |  | D950/ 2TANKSx2 ROW VICTAULIC VORTEX TOP & MIDDLE WALL MOUNT | 20- Released | D- Devices/Trim/Disc/Ring for VBSP | V27000000- VORTEX -HVLP | N/A- Not applicable | N/A- No Gasket |  |  |  |  | D950
V2700003- VORTEX - CYLINDERS |  | D09500000VXTAMA |  |  |  |  | D950/THREAD ADP ASY BS341 No.3, G 5/8 THREAD PER BS2779 MALE | 20- Released | D- Devices/Trim/Disc/Ring for VBSP | V27000000- VORTEX -HVLP | N/A- Not applicable | N/A- No Gasket |  |  |  |  | D950
V2700003- VORTEX - CYLINDERS | S4909502X1 | D09500000VXT4W2 | 4509.83 | 6427.41 |  |  | D950/2 TANKSx1 ROW 950 49L TOP/MIDDLE WALL MOUNT RACK ASY | 20- Released | D- Devices/Trim/Disc/Ring for VBSP | V27000000- VORTEX -HVLP | N/A- Not applicable | N/A- No Gasket |  |  |  |  | D950
V2700003- VORTEX - CYLINDERS | S002950000 | D09500000VXT0A5 | 1096.97 | 1563.4 |  |  | D950/ VORTEX THREAD ADP ASY F/CGA 580 CONNECTION POINT | 20- Released | D- Devices/Trim/Disc/Ring for VBSP | V27000000- VORTEX -HVLP | N/A- Not applicable | N/A- No Gasket |  |  | XVV | DHK | D950
V2700006- VORTEX - MISCELLANEOUS |  | D09500000VXT03C |  |  |  |  | D950/WATER TANK ASY TAG 30L 14184-CHI CCC | 20- Released | D- Devices/Trim/Disc/Ring for VBSP | V27000000- VORTEX -HVLP | N/A- Not applicable | N/A- No Gasket |  |  |  |  | D950
V2700006- VORTEX - MISCELLANEOUS |  | D09500000VXT02C |  |  |  |  | D950/WATER TANK ASY TAG 227L 14186-CHI CCC | 20- Released | D- Devices/Trim/Disc/Ring for VBSP | V27000000- VORTEX -HVLP | N/A- Not applicable | N/A- No Gasket |  |  |  |  | D950
V2700006- VORTEX - MISCELLANEOUS |  | D09500000VXT01C |  |  |  |  | D950/WATER TANK ASY TAG 114L 14185-CHI CCC | 20- Released | D- Devices/Trim/Disc/Ring for VBSP | V27000000- VORTEX -HVLP | N/A- Not applicable | N/A- No Gasket |  |  |  |  | D950
V2700003- VORTEX - CYLINDERS |  | D09500000VXSWSS |  |  |  |  | D950/ SEC ASY W/O GAUGE SUPP SYS SERIES 950 CCC | 90- Not stock | D- Devices/Trim/Disc/Ring for VBSP | V27000000- VORTEX -HVLP | N/A- Not applicable | N/A- No Gasket |  |  |  |  | D950
V2700006- VORTEX - MISCELLANEOUS | P000950034 | D09500000VXSWCS | 36.39 | 51.86 |  |  | D950/ SUPPRESSION SYSTEM 951 WASHER CRUSH SNUBBER ASY | 20- Released | D- Devices/Trim/Disc/Ring for VBSP | V27000000- VORTEX -HVLP | N/A- Not applicable | N/A- No Gasket |  |  | XVV | SP | D950
V2700006- VORTEX - MISCELLANEOUS | S000950BA3 | D09500000VXSSO0 |  |  |  |  | D/950 SUPPRESSION SYS ORANGE PAINT PENDENT BLICK#21337-4501 | 20- Released | D- Devices/Trim/Disc/Ring for VBSP | V27000000- VORTEX -HVLP | N/A- Not applicable | N/A- No Gasket |  |  |  |  | D950
V2700006- VORTEX - MISCELLANEOUS | S000950B19 | D09500000VXSSAW |  |  |  |  | D950/ SECONDARY PRESSURE MONITORING ASSEMBLY W/O GAUGE | 20- Released | D- Devices/Trim/Disc/Ring for VBSP | V27000000- VORTEX -HVLP | N/A- Not applicable | N/A- No Gasket |  |  |  |  | D950
V2700006- VORTEX - MISCELLANEOUS | S000950B03 | D09500000VXSSAG | 605.26 | 862.62 |  |  | D950/ SECONDARY PRESSURE MONITORING ASSEMBLY | 20- Released | D- Devices/Trim/Disc/Ring for VBSP | V27000000- VORTEX -HVLP | N/A- Not applicable | N/A- No Gasket |  |  | XVV | SP | D950
V2700003- VORTEX - CYLINDERS | S4909550SP | D09500000VXSS4S |  |  |  |  | D/950 SUPPRESSION SYSTEM SECONDARY PILOT KIT F/49L | 20- Released | D- Devices/Trim/Disc/Ring for VBSP | V27000000- VORTEX -HVLP | N/A- Not applicable | N/A- No Gasket |  |  |  |  | D950
V2700004- VORTEX - WATER SUPPLY | S000950E02 | D09500000VXSS4E |  |  |  |  | D950/ 49L EMPTY VORTEX SUPPRESSION SYS STD CYL ASY | 20- Released | D- Devices/Trim/Disc/Ring for VBSP | V27000000- VORTEX -HVLP | N/A- Not applicable | N/A- No Gasket |  |  |  |  | D950
V2700003- VORTEX - CYLINDERS | S000950B33 | D09500000VXSPRM |  |  |  |  | D950/ PRIMARY SLO RELEASE ASY W/MANUAL OVERRIDE W/O GAUGE | 20- Released | D- Devices/Trim/Disc/Ring for VBSP | V27000000- VORTEX -HVLP | N/A- Not applicable | N/A- No Gasket |  |  |  |  | D950
V2700006- VORTEX - MISCELLANEOUS | P000950137 | D09500000VXSPPW |  |  |  |  | D/950 ADP F/SECONDARY PILOT GAUGE W/PRESSURE SWTH NO GAUGE | 20- Released | D- Devices/Trim/Disc/Ring for VBSP | V27000000- VORTEX -HVLP | N/A- Not applicable | N/A- No Gasket |  |  |  |  | D951
V2700006- VORTEX - MISCELLANEOUS |  | D09500000VXSPPM |  |  |  |  | D950/SECONDARY PILOT KIT W/PRESSURE MONITORING ASSEMBLY | 20- Released | D- Devices/Trim/Disc/Ring for VBSP | V27000000- VORTEX -HVLP | N/A- Not applicable | N/A- No Gasket |  |  |  |  | D950
V2700003- VORTEX - CYLINDERS | S000950PSP | D09500000VXSPPG | 1205.01 | 1717.38 |  |  | D950/ SECONDARY PILOT KIT W/GAUGE & PRESSURE SWTCH | 20- Released | D- Devices/Trim/Disc/Ring for VBSP | V27000000- VORTEX -HVLP | N/A- Not applicable | N/A- No Gasket |  |  | XVV | DHK | D950
V2700006- VORTEX - MISCELLANEOUS |  | D09500000VXSPMG |  |  |  |  | D950/ SECONDARY PRESSURE MONITORING ASSEMBLY W/ GAUGE | 20- Released | D- Devices/Trim/Disc/Ring for VBSP | V27000000- VORTEX -HVLP | N/A- Not applicable | N/A- No Gasket |  |  |  |  | D950
V2700003- VORTEX - CYLINDERS | S00M950PP8 | D09500000VXSM84 | 2897.86 | 4130.03 |  |  | D950/ VORTEX MANIFOLD ASY 8 PORT DOUBLE ROW 50 1/8" LONG | 20- Released | D- Devices/Trim/Disc/Ring for VBSP | V27000000- VORTEX -HVLP | N/A- Not applicable | N/A- No Gasket |  |  | XVV | MAN | D950
V2700003- VORTEX - CYLINDERS | S00M950PP6 | D09500000VXSM63 | 2464.58 | 3512.52 |  |  | D950/ VORTEX MANIFOLD ASY 6 PORT DOUBLE ROW 37 1/8" LONG | 20- Released | D- Devices/Trim/Disc/Ring for VBSP | V27000000- VORTEX -HVLP | N/A- Not applicable | N/A- No Gasket |  |  |  |  | D950
V2700003- VORTEX - CYLINDERS | S00M950PM6 | D09500000VXSM60 | 3355.38 | 4782.09 |  |  | D950/ VORTEX MANIFOLD ASY 6 PORT 74 1/8" LONG | 20- Released | D- Devices/Trim/Disc/Ring for VBSP | V27000000- VORTEX -HVLP | N/A- Not applicable | N/A- No Gasket |  |  |  |  | D950
V2700003- VORTEX - CYLINDERS | S00M950PP4 | D09500000VXSM42 | 2050.6 | 2922.52 |  |  | D950/ VORTEX MANIFOLD ASY 4 PORT DOUBLE ROW 24 1/8" LONG | 20- Released | D- Devices/Trim/Disc/Ring for VBSP | V27000000- VORTEX -HVLP | N/A- Not applicable | N/A- No Gasket |  |  | XVV | MAN | D950
V2700003- VORTEX - CYLINDERS | S00M950PM4 | D09500000VXSM40 | 2805.25 | 3998.04 |  |  | D950/ VORTEX MANIFOLD ASY 4 PORT 50 1/8" LONG | 20- Released | D- Devices/Trim/Disc/Ring for VBSP | V27000000- VORTEX -HVLP | N/A- Not applicable | N/A- No Gasket |  |  |  |  | D950
V2700003- VORTEX - CYLINDERS | S00M950PM2 | D09500000VXSM20 | 1905.63 | 2715.9 |  |  | D950/VORTEX MANIFOLD ASY 2 PORT 24 1/8" LONG | 20- Released | D- Devices/Trim/Disc/Ring for VBSP | V27000000- VORTEX -HVLP | N/A- Not applicable | N/A- No Gasket |  |  |  |  | D950
V2700003- VORTEX - CYLINDERS | S00M95PP12 | D09500000VXSM16 | 3590.77 | 5117.57 |  |  | D950/ VORTEX MANIFOLD ASY 12 PORT DOUBLE ROW 74 1/8" LONG | 20- Released | D- Devices/Trim/Disc/Ring for VBSP | V27000000- VORTEX -HVLP | N/A- Not applicable | N/A- No Gasket |  |  | XVV | MAN | D950
V2700003- VORTEX - CYLINDERS | S000950A02 | D09500000VXSC0A | 5070.86 | 7226.99 |  |  | D950/ 49L SUPPRESSION SYS STD CYL ASY | 20- Released | D- Devices/Trim/Disc/Ring for VBSP | V27000000- VORTEX -HVLP | N/A- Not applicable | N/A- No Gasket |  |  |  |  | D950
V2700003- VORTEX - CYLINDERS | S000950A01 | D09500000VXS000 | 7609.28 | 10844.75 |  |  | D950/ VICTAULIC VORTEX SUPPRESSION SYS STD CYL ASY S000950AA | 20- Released | D- Devices/Trim/Disc/Ring for VBSP | V27000000- VORTEX -HVLP | N/A- Not applicable | N/A- No Gasket |  |  | XVV | CYL | D950
V2700003- VORTEX - CYLINDERS |  | D09500000VXPVR3 |  |  |  |  | D950/PRS VEL REFILLABLE GASCYL SMLS NECK RNG THD 25E TAP 80L | 20- Released | D- Devices/Trim/Disc/Ring for VBSP | V27000000- VORTEX -HVLP | N/A- Not applicable | N/A- No Gasket |  |  |  |  | D950
V2700004- VORTEX - WATER SUPPLY | P000950133 | D09500000VXPV89 | 15483.16 | 22066.6 |  |  | D950/80 GAL USE VOL PRS VESSEL VERT ASME RATE 200 PSI 24 DIA | 20- Released | D- Devices/Trim/Disc/Ring for VBSP | V27000000- VORTEX -HVLP | N/A- Not applicable | N/A- No Gasket |  |  |  |  | D950
V2700004- VORTEX - WATER SUPPLY | P000950132 | D09500000VXPV62 | 14123.81 | 20129.25 |  |  | D950/60 GAL USE VOL PRS VESSEL VERT ASME RATE 200 PSI 20 DIA | 20- Released | D- Devices/Trim/Disc/Ring for VBSP | V27000000- VORTEX -HVLP | N/A- Not applicable | N/A- No Gasket |  |  |  |  | D950
V2700004- VORTEX - WATER SUPPLY | P000950135 | D09500000VXPV53 | 14643.07 | 20869.3 |  |  | D950/200 GAL USE VOL PRS VESSEL VERT ASME RATE 200PSI 30 DIA | 20- Released | D- Devices/Trim/Disc/Ring for VBSP | V27000000- VORTEX -HVLP | N/A- Not applicable | N/A- No Gasket |  |  |  |  | D950
V2700004- VORTEX - WATER SUPPLY | P000950136 | D09500000VXPV47 | 35371.25 | 50411.11 |  |  | D950/400 GAL USE VOL PRS VESSEL VERT ASME RATE 200PSI 36 DIA | 20- Released | D- Devices/Trim/Disc/Ring for VBSP | V27000000- VORTEX -HVLP | N/A- Not applicable | N/A- No Gasket |  |  |  |  | D950
V2700004- VORTEX - WATER SUPPLY | P000950131 | D09500000VXPV36 | 8968.64 | 12782.11 |  |  | D950/30 GAL USE VOL PRS VESSEL VERT ASME RATE 200 PSI 16 DIA | 20- Released | D- Devices/Trim/Disc/Ring for VBSP | V27000000- VORTEX -HVLP | N/A- Not applicable | N/A- No Gasket |  |  |  |  | D950
V2700004- VORTEX - WATER SUPPLY | P000950134 | D09500000VXPV29 | 12405.6 | 17680.46 |  |  | D950/120 GAL USE VOL PRS VESSEL VERT ASME RATE 200PSI 24 DIA | 20- Released | D- Devices/Trim/Disc/Ring for VBSP | V27000000- VORTEX -HVLP | N/A- Not applicable | N/A- No Gasket |  |  |  |  | D950
V2700004- VORTEX - WATER SUPPLY | P000950130 | D09500000VXPV14 | 8896.42 | 12679.18 |  |  | D950/10 GAL USE VOL PRS VESSEL VERT ASME RATE 200 PSI 14 DIA | 20- Released | D- Devices/Trim/Disc/Ring for VBSP | V27000000- VORTEX -HVLP | N/A- Not applicable | N/A- No Gasket |  |  |  |  | D950
V2700003- VORTEX - CYLINDERS |  | D09500000VXPV00 |  |  |  |  | D950/PRS VESSEL VERT GB150 RATED 1.4MPA 114L/410 VOLUMN 3C | 20- Released | D- Devices/Trim/Disc/Ring for VBSP | V27000000- VORTEX -HVLP | N/A- Not applicable | N/A- No Gasket |  |  |  |  | D950
V2700006- VORTEX - MISCELLANEOUS |  | D09500000VXPT0D | 1702.46 | 2426.35 |  |  | D951/ PRESSURE TRANSDUCER DWYER #626-10-CH-P1-ES-S1 - 100PSI | 80- Not carrd | D- Devices/Trim/Disc/Ring for VBSP | V27000000- VORTEX -HVLP | N/A- Not applicable | N/A- No Gasket |  |  |  |  | D951
V2700003- VORTEX - CYLINDERS |  | D09500000VXPPKC |  |  |  |  | D950/ VORTEX SUPPRESSION PRIMARY PILOT KIT CCC | 20- Released | D- Devices/Trim/Disc/Ring for VBSP | V27000000- VORTEX -HVLP | N/A- Not applicable | N/A- No Gasket |  |  |  |  | D955
V2700003- VORTEX - CYLINDERS | S0009500PP | D09500000VXPPK0 | 4273.75 | 6090.95 |  |  | D950/ VORTEX CYLINDER PRIMARY PILOT KIT | 20- Released | D- Devices/Trim/Disc/Ring for VBSP | V27000000- VORTEX -HVLP | N/A- Not applicable | N/A- No Gasket |  |  | XVV | DHK | D950
V2700003- VORTEX - CYLINDERS |  | D09500000VXPN80 |  |  |  |  | D950/ PROTECTIVE MESH NETTING HDPE F/80L GB STD CYL ASY | 20- Released | D- Devices/Trim/Disc/Ring for VBSP | V27000000- VORTEX -HVLP | N/A- Not applicable | N/A- No Gasket |  |  |  |  | D950
V2700006- VORTEX - MISCELLANEOUS | S000950B02 | D09500000VXPMO0 | 5010.33 | 7140.72 |  |  | D950/ PRIMARY SOLENOID RELEASE ASSEMBLY W/MANUAL OVERRIDE | 90- Not stock | D- Devices/Trim/Disc/Ring for VBSP | V27000000- VORTEX -HVLP | N/A- Not applicable | N/A- No Gasket |  |  | XVV | SP | D950
V2700006- VORTEX - MISCELLANEOUS | P000951135 | D09500000VXPIAG | 632.27 | 901.11 |  |  | D/950/951 ADAPTER FOR GAUGE & PRESSURE SWITCH ISOMATIC #2AD2MP | 20- Released | D- Devices/Trim/Disc/Ring for VBSP | V27000000- VORTEX -HVLP | N/A- Not applicable | N/A- No Gasket |  |  | XVV | PT | D951
V2700006- VORTEX - MISCELLANEOUS |  | D09500000VXPG00 |  |  |  |  | D951/PRS SWTCH GEMS/PS71-30-4MNZ-C-FL48-R FS-100PSIR | 80- Not carrd | D- Devices/Trim/Disc/Ring for VBSP | V27000000- VORTEX -HVLP | N/A- Not applicable | N/A- No Gasket |  |  |  |  | D951
V2700003- VORTEX - CYLINDERS |  | D09500000VXNI30 |  |  |  |  | 950/NITROGEN INLET ASY F/30 GAL WATER TANK TRIM KIT 3C | 20- Released | D- Devices/Trim/Disc/Ring for VBSP | V27000000- VORTEX -HVLP | N/A- Not applicable | N/A- No Gasket |  |  |  |  | D950
V2700006- VORTEX - MISCELLANEOUS |  | D09500000VXNFAK |  |  |  |  | D950/ NITROGEN REFILL ADP KIT INFO LBL MALE G5/8 FEMALE G3/4 | 20- Released | D- Devices/Trim/Disc/Ring for VBSP | V27000000- VORTEX -HVLP | N/A- Not applicable | N/A- No Gasket |  |  |  |  | D950
V2700006- VORTEX - MISCELLANEOUS |  | D09500000VXNCL0 | 147.73 | 210.54 |  |  | D950/VICTAULIC VORTEX NITROGEN CYLINDER WARNING LABEL | 80- Not carrd | D- Devices/Trim/Disc/Ring for VBSP | V27000000- VORTEX -HVLP | N/A- Not applicable | N/A- No Gasket |  |  |  |  | D950
V2700003- VORTEX - CYLINDERS |  | D09500000VXMPSS |  |  |  |  | D950/ PRIM SOL REL ASY W/MANUAL OVERDRIVE SUP SYS W/O GAUGE | 90- Not stock | D- Devices/Trim/Disc/Ring for VBSP | V27000000- VORTEX -HVLP | N/A- Not applicable | N/A- No Gasket |  |  |  |  | D950
V2700006- VORTEX - MISCELLANEOUS |  | D09500000VXMPSP |  |  |  |  | D950/INST PLACARD MANUAL PULL STATION VORTEX FIRE 4976-CHI | 20- Released | D- Devices/Trim/Disc/Ring for VBSP | V27000000- VORTEX -HVLP | N/A- Not applicable | N/A- No Gasket |  |  |  |  | D950
V2700006- VORTEX - MISCELLANEOUS |  | D09500000VXMPSI | 81.03 | 115.48 |  |  | D950/INST PLACARD MANUAL PULL STATION VORTEX FIRE 4976 | 80- Not carrd | D- Devices/Trim/Disc/Ring for VBSP | V27000000- VORTEX -HVLP | N/A- Not applicable | N/A- No Gasket |  |  |  |  | D950
V2700006- VORTEX - MISCELLANEOUS |  | D09500000VXLZQ5 |  |  |  |  | D950/ZONE PANEL LBL XSW-FZ 25/1(Q50/0.17) 14197-CHI CCC | 20- Released | D- Devices/Trim/Disc/Ring for VBSP | V27000000- VORTEX -HVLP | N/A- Not applicable | N/A- No Gasket |  |  |  |  | D950
V2700006- VORTEX - MISCELLANEOUS |  | D09500000VXLZQ4 |  |  |  |  | D950/ZONE PANEL LBL XSW-FZ 25/1(Q40/0.17) 14196-CHI CCC | 20- Released | D- Devices/Trim/Disc/Ring for VBSP | V27000000- VORTEX -HVLP | N/A- Not applicable | N/A- No Gasket |  |  |  |  | D950
V2700006- VORTEX - MISCELLANEOUS |  | D09500000VXLXS3 |  |  |  |  | D950/PANEL LBL XSWPG 30/20 (VORTEX 500S) 14189-CHI CCC | 20- Released | D- Devices/Trim/Disc/Ring for VBSP | V27000000- VORTEX -HVLP | N/A- Not applicable | N/A- No Gasket |  |  |  |  | D950
V2700006- VORTEX - MISCELLANEOUS |  | D09500000VXLXE2 |  |  |  |  | D950/PANEL LBL XSWPG 227/20 (VORTEX 1500SE) 14195-CHI CCC | 20- Released | D- Devices/Trim/Disc/Ring for VBSP | V27000000- VORTEX -HVLP | N/A- Not applicable | N/A- No Gasket |  |  |  |  | D950
V2700006- VORTEX - MISCELLANEOUS |  | D09500000VXLXE1 |  |  |  |  | D950/PANEL LBL XSWPG 114/20 (VORTEX 1500SE) 14192-CHI CCC | 20- Released | D- Devices/Trim/Disc/Ring for VBSP | V27000000- VORTEX -HVLP | N/A- Not applicable | N/A- No Gasket |  |  |  |  | D950
V2700006- VORTEX - MISCELLANEOUS |  | D09500000VXLXD2 |  |  |  |  | D950/PANEL LBL XSWPG 227/20 (VORTEX 1500S) 14194-CHI CCC | 20- Released | D- Devices/Trim/Disc/Ring for VBSP | V27000000- VORTEX -HVLP | N/A- Not applicable | N/A- No Gasket |  |  |  |  | D950
V2700006- VORTEX - MISCELLANEOUS |  | D09500000VXLXD1 |  |  |  |  | D950/PANEL LBL XSWPG 114/20 (VORTEX 1500S) 14191-CHI CCC | 20- Released | D- Devices/Trim/Disc/Ring for VBSP | V27000000- VORTEX -HVLP | N/A- Not applicable | N/A- No Gasket |  |  |  |  | D950
V2700006- VORTEX - MISCELLANEOUS |  | D09500000VXLXC2 |  |  |  |  | D950/PANEL LBL XSWPG 227/20 (VORTEX 1500B) 14193-CHI CCC | 20- Released | D- Devices/Trim/Disc/Ring for VBSP | V27000000- VORTEX -HVLP | N/A- Not applicable | N/A- No Gasket |  |  |  |  | D950
V2700006- VORTEX - MISCELLANEOUS |  | D09500000VXLXC1 |  |  |  |  | D950/PANEL LBL XSWPG 114/20 (VORTEX 1500B) 14190-CHI CCC | 20- Released | D- Devices/Trim/Disc/Ring for VBSP | V27000000- VORTEX -HVLP | N/A- Not applicable | N/A- No Gasket |  |  |  |  | D950
V2700006- VORTEX - MISCELLANEOUS |  | D09500000VXLXB3 |  |  |  |  | D950/PANEL LBL XSWPG 30/20 (VORTEX 500B) 14188-CHI CCC | 20- Released | D- Devices/Trim/Disc/Ring for VBSP | V27000000- VORTEX -HVLP | N/A- Not applicable | N/A- No Gasket |  |  |  |  | D950
V2700006- VORTEX - MISCELLANEOUS |  | D09500000VXLMPT |  |  |  |  | MANUAL OVERRIDE PULL PIN AND TWIST DISCHARGE LABEL 6660-CHI | 20- Released | D- Devices/Trim/Disc/Ring for VBSP | V27000000- VORTEX -HVLP | N/A- Not applicable | N/A- No Gasket |  |  |  |  | D950
V2700006- VORTEX - MISCELLANEOUS |  | D09500000VXLLCA |  |  |  |  | D950/VORTEX LOGO LABEL FOR CYLINDER ASSEMBLY 5342-CHI | 20- Released | D- Devices/Trim/Disc/Ring for VBSP | V27000000- VORTEX -HVLP | N/A- Not applicable | N/A- No Gasket |  |  |  |  | D950
V2700003- VORTEX - CYLINDERS |  | D09500000VXLL3K |  |  |  |  | D950/LIQUID LEVEL SWITCH F/30GAL WATER TANK TRIM KT 3C | 20- Released | D- Devices/Trim/Disc/Ring for VBSP | V27000000- VORTEX -HVLP | N/A- Not applicable | N/A- No Gasket |  |  |  |  | D950
V2700006- VORTEX - MISCELLANEOUS |  | D09500000VXIWT0 | 33.63 | 47.93 |  |  | D950/VICTAULIC VORTEX WARNING TAG WARNING READ INSTRUCTIONS | 80- Not carrd | D- Devices/Trim/Disc/Ring for VBSP | V27000000- VORTEX -HVLP | N/A- Not applicable | N/A- No Gasket |  |  |  |  | D950
V2700006- VORTEX - MISCELLANEOUS |  | D09500000VXIPZP |  |  |  |  | VORTEX 1500 IDENTIFICATION PLACARD ZONE PANEL 9270CHI | 20- Released | D- Devices/Trim/Disc/Ring for VBSP | V27000000- VORTEX -HVLP | N/A- Not applicable | N/A- No Gasket |  |  |  |  | D950
V2700006- VORTEX - MISCELLANEOUS |  | D09500000VXIP3F |  |  |  |  | VORTEX 1500 IDENTIFICATION PLACARD 300CA FLUID PANEL 9262CHI | 20- Released | D- Devices/Trim/Disc/Ring for VBSP | V27000000- VORTEX -HVLP | N/A- Not applicable | N/A- No Gasket |  |  |  |  | D950
V2700006- VORTEX - MISCELLANEOUS |  | D09500000VXIP3C |  |  |  |  | VORTEX 1500 IDENTIFICATION PLACARD 300CA COMB PANEL 9254-CHI | 20- Released | D- Devices/Trim/Disc/Ring for VBSP | V27000000- VORTEX -HVLP | N/A- Not applicable | N/A- No Gasket |  |  |  |  | D950
V2700006- VORTEX - MISCELLANEOUS |  | D09500000VXIP1F |  |  |  |  | VORTEX 1500 IDENTIFICATION PLACARD 150CA FLUID PANEL 9263CHI | 20- Released | D- Devices/Trim/Disc/Ring for VBSP | V27000000- VORTEX -HVLP | N/A- Not applicable | N/A- No Gasket |  |  |  |  | D950
V2700006- VORTEX - MISCELLANEOUS |  | D09500000VXIP1C |  |  |  |  | VORTEX 1500 IDENTIFICATION PLACARD 150CA COMB PANEL 9255-CHI | 20- Released | D- Devices/Trim/Disc/Ring for VBSP | V27000000- VORTEX -HVLP | N/A- Not applicable | N/A- No Gasket |  |  |  |  | D950
V2700003- VORTEX - CYLINDERS |  | D09500000VXGSKC |  |  |  |  | D950/ VORTEX SUPPRESSION SECONDARY KIT W/GAUGE CCC | 20- Released | D- Devices/Trim/Disc/Ring for VBSP | V27000000- VORTEX -HVLP | N/A- Not applicable | N/A- No Gasket |  |  |  |  | D955
V2700003- VORTEX - CYLINDERS |  | D09500000VXFAWK |  |  |  |  | D950/ FILL ASSEMBLY F/WATER TANK TRIM KIT 3C | 20- Released | D- Devices/Trim/Disc/Ring for VBSP | V27000000- VORTEX -HVLP | N/A- Not applicable | N/A- No Gasket |  |  |  |  | D950
V2700006- VORTEX - MISCELLANEOUS |  | D09500000VXDCBB |  |  |  |  | D950/ DRY CONTACT BATTERY BACKUP POWER SUPPLY 220VAC | 20- Released | D- Devices/Trim/Disc/Ring for VBSP | V27000000- VORTEX -HVLP | N/A- Not applicable | N/A- No Gasket |  |  |  |  | D950
V2700006- VORTEX - MISCELLANEOUS | P010951034 | D09500000VXCPMC |  |  |  |  | D951/CNTL PANELW/MTG CLIPS AND D89 TO 10 PIN FLAT RIBBON CBL | 20- Released | D- Devices/Trim/Disc/Ring for VBSP | V27000000- VORTEX -HVLP | N/A- Not applicable | N/A- No Gasket |  |  |  |  | D951
V2700006- VORTEX - MISCELLANEOUS |  | D09500000VXCPCT |  |  |  |  | D/950 VORTEX 500 IDENTIFICATION PLASTIC CARD CHINESE TRANSLATION | 20- Released | D- Devices/Trim/Disc/Ring for VBSP | V27100000- VORTEX 500 | N/A- Not applicable | N/A- No Gasket | 0000 |  |  |  | D950
V2700006- VORTEX - MISCELLANEOUS | P000950081 | D09500000VXCHAN |  |  |  |  | D/950 SIDE CHANNEL 3.000x1.498x.258 THKx84.00 LG ASTM A36 | 20- Released | D- Devices/Trim/Disc/Ring for VBSP | V27000000- VORTEX -HVLP | N/A- Not applicable | N/A- No Gasket | 0000 |  |  |  | D950
V2700003- VORTEX - CYLINDERS |  | D09500000VXCGBC |  |  |  |  | D950/ CYLINDER GB STANDARD CCC | 20- Released | D- Devices/Trim/Disc/Ring for VBSP | V27000000- VORTEX -HVLP | N/A- Not applicable | N/A- No Gasket |  |  |  |  | D950
V2700006- VORTEX - MISCELLANEOUS |  | D09500000VXCG80 |  |  |  |  | D950/CYLINDER GROUP ASY TAG 80L 14183-CHI CCC | 20- Released | D- Devices/Trim/Disc/Ring for VBSP | V27000000- VORTEX -HVLP | N/A- Not applicable | N/A- No Gasket |  |  |  |  | D950
V2700003- VORTEX - CYLINDERS |  | D09500000VXCCV0 |  |  |  |  | D950/ COVER F/CYL FILL ADP W/CHECK VALVE ASY UPVC THK=0.198" | 20- Released | D- Devices/Trim/Disc/Ring for VBSP | N/A- To Be Defined | N/A- Not applicable | N/A- No Gasket |  |  |  |  | D950
V2700006- VORTEX - MISCELLANEOUS |  | D09500000VXBR10 |  |  |  |  | D950/ BTY RECHG SEALED LEAD ACID 12V 12AMP/HR OR AGM 12-12 | 20- Released | D- Devices/Trim/Disc/Ring for VBSP | V27000000- VORTEX -HVLP | N/A- Not applicable | N/A- No Gasket |  |  |  |  | D950
V2700006- VORTEX - MISCELLANEOUS | P000950017 | D09500000VXB122 | 276.73 | 394.4 |  |  | BAT-12120 12V 12 AH BATTERY SEALED 950 | 20- Released | D- Devices/Trim/Disc/Ring for VBSP | V14901000- ELECTRICAL ACCESSORIES - ALL SIZES | N/A- Not applicable | N/A- No Gasket |  |  | XVV | PSBB | D950
V2700000- VORTEX | P000950053 | D09500000VX8WMR |  |  |  |  | D950/ RETAINING PLT 80 LITER WALL MOUNT SUPPORT | 20- Released | D- Devices/Trim/Disc/Ring for VBSP | V27000000- VORTEX -HVLP | N/A- Not applicable | N/A- No Gasket |  |  |  |  | D950
V2700003- VORTEX - CYLINDERS | K800950002 | D09500000VX8WM8 | 9202.91 | 13115.99 |  |  | D950/VORTEX WALL MOUNT RACK STL ASY FOR 2 80L CYLINDERS 2x1 | 20- Released | D- Devices/Trim/Disc/Ring for VBSP | V27000000- VORTEX -HVLP | N/A- Not applicable | N/A- No Gasket |  |  |  |  | D950
V2700003- VORTEX - CYLINDERS | K800950104 | D09500000VX8WM7 | 9327.49 | 13293.54 |  |  | D950/VORTEX WALL MOUNT RACK STL ASY FOR 4 80L CYLINDERS 1x4 | 20- Released | D- Devices/Trim/Disc/Ring for VBSP | V27000000- VORTEX -HVLP | N/A- Not applicable | N/A- No Gasket |  |  |  |  | D950
V2700003- VORTEX - CYLINDERS | K800950008 | D09500000VX8WM4 | 7007.88 | 9987.63 |  |  | D950/ VORTEX WALL MOUNT RACK STL ASY FOR 8 80L CYLINDERS 4x2 | 20- Released | D- Devices/Trim/Disc/Ring for VBSP | V27000000- VORTEX -HVLP | N/A- Not applicable | N/A- No Gasket |  |  | XVV | CSR | D950
V2700003- VORTEX - CYLINDERS | K800950006 | D09500000VX8WM3 | 6098.89 | 8692.14 |  |  | D950/ VORTEX WALL MOUNT RACK STL ASY FOR 6 80L CYLINDERS 3x2 | 20- Released | D- Devices/Trim/Disc/Ring for VBSP | V27000000- VORTEX -HVLP | N/A- Not applicable | N/A- No Gasket |  |  |  |  | D950
V2700003- VORTEX - CYLINDERS | K800950004 | D09500000VX8WM2 | 5592.31 | 7970.16 |  |  | D950/VORTEX WALL MOUNT RACK STL ASY FOR 4 80L CYLINDERS 2x2 | 20- Released | D- Devices/Trim/Disc/Ring for VBSP | V27000000- VORTEX -HVLP | N/A- Not applicable | N/A- No Gasket |  |  | XVV | CSR | D950
V2700003- VORTEX - CYLINDERS | K800950012 | D09500000VX8WM1 | 8614.19 | 12276.94 |  |  | D950/VORTEX WALL MOUNT RACK STL ASY FOR 12 80L CYLINDERS 6x2 | 20- Released | D- Devices/Trim/Disc/Ring for VBSP | V27000000- VORTEX -HVLP | N/A- Not applicable | N/A- No Gasket |  |  | XVV | CSR | D950
V2700000- VORTEX | P000950071 | D09500000VX8RWM |  |  |  |  | D950/ RESTRAINT WALL MOUNT SUPPORT 80L VERSION | 20- Released | D- Devices/Trim/Disc/Ring for VBSP | V27000000- VORTEX -HVLP | N/A- Not applicable | N/A- No Gasket |  |  |  |  | D950
V2700003- VORTEX - CYLINDERS | S000950AB1 | D09500000VX8CIG | 766.77 | 1092.8 |  |  | D950/80L CYL ASY INERT GAS VLV MUELLER #470B0019 25E/345 BAR | 20- Released | D- Devices/Trim/Disc/Ring for VBSP | V27000000- VORTEX -HVLP | N/A- Not applicable | N/A- No Gasket |  |  |  |  | D950
V2700004- VORTEX - WATER SUPPLY | S000950E01 | D09500000VX8CE0 | 6749.35 | 9619.17 |  |  | D950/ 80L EMPTY VORTEX SYSTEM CYL STANDARD ASSEMBLY | 20- Released | D- Devices/Trim/Disc/Ring for VBSP | V27000000- VORTEX -HVLP | N/A- Not applicable | N/A- No Gasket |  |  |  |  | D950
V2700003- VORTEX - CYLINDERS |  | D09500000VX8CCG |  |  |  |  | D950/ CYLINDER CAP F/80L GB CYLINDER ASSEMBLY | 20- Released | D- Devices/Trim/Disc/Ring for VBSP | V27000000- VORTEX -HVLP | N/A- Not applicable | N/A- No Gasket |  |  |  |  | D950
V2700003- VORTEX - CYLINDERS |  | D09500000VX8CAD |  |  |  |  | D/950 VORTEX GAS CYLINDER ASSEMBLY 25E THREAD 80L DOT WITH VALVE | 20- Released | D- Devices/Trim/Disc/Ring for VBSP | V27000000- VORTEX -HVLP | N/A- Not applicable | N/A- No Gasket |  |  |  |  | D950
V2700003- VORTEX - CYLINDERS |  | D09500000VX8C0C |  |  |  |  | D950/ CYL 25E THD 80L GB STANDARD CCC | 20- Released | D- Devices/Trim/Disc/Ring for VBSP | V27000000- VORTEX -HVLP | N/A- Not applicable | N/A- No Gasket |  |  |  |  | D955
V2700003- VORTEX - CYLINDERS |  | D09500000VX800D |  |  |  |  | D/950 VORTEX PRESSURE VESSEL REFILLABLE GAS CYLINDER 25E THREAD 80L DOT | 20- Released | D- Devices/Trim/Disc/Ring for VBSP | V27000000- VORTEX -HVLP | N/A- Not applicable | N/A- No Gasket |  |  |  |  | D950
V2700003- VORTEX - CYLINDERS | K800950106 | D09500000VX6CWR | 10974.04 | 15640.2 |  |  | D950/VORTEX WALL MOUNT RACK STL ASY FOR 6 80L CYLINDERS 1x6 | 20- Released | D- Devices/Trim/Disc/Ring for VBSP | V27000000- VORTEX -HVLP | N/A- Not applicable | N/A- No Gasket |  |  |  |  | D950
V2700002- VORTEX - PANELS | S010951020 | D09500000VX5CDS |  |  |  |  | D950/1 VICTAULIC VORTEX DRY CONTACT PANEL SOLONOID REL | 20- Released | D- Devices/Trim/Disc/Ring for VBSP | V27000000- VORTEX -HVLP | N/A- Not applicable | N/A- No Gasket | 0033 |  |  |  | D950
V2700000- VORTEX | P000950099 | D09500000VX4WMR |  |  |  |  | D950/ RETAINING PLT 49 LITER WALL MOUNT SUPPORT | 20- Released | D- Devices/Trim/Disc/Ring for VBSP | V27000000- VORTEX -HVLP | N/A- Not applicable | N/A- No Gasket |  |  |  |  | D950
V2700003- VORTEX - CYLINDERS | S4909506X2 | D09500000VX4T06 | 5785.51 | 8245.51 |  |  | D950/TANK 49L 6T X 2 ROWS TOP MIDDLE WALL MOUNT | 20- Released | D- Devices/Trim/Disc/Ring for VBSP | V27000000- VORTEX -HVLP | N/A- Not applicable | N/A- No Gasket |  |  |  |  | D950
V2700003- VORTEX - CYLINDERS | S000950AB2 | D09500000VX4CIG | 738.66 | 1052.74 |  |  | D950/SYS CYL ASY ISERT GAL VALVE MUELLER 25E/345 BAR-49L CYL | 20- Released | D- Devices/Trim/Disc/Ring for VBSP | V27000000- VORTEX -HVLP | N/A- Not applicable | N/A- No Gasket |  |  |  |  | D950
V2700003- VORTEX - CYLINDERS | K800950003 | D09500000VX3CWR | 9260.79 | 13198.48 |  |  | D950/VORTEX WALL MOUNT RACK STL ASY FOR 3 80L CYLINDERS | 20- Released | D- Devices/Trim/Disc/Ring for VBSP | V27000000- VORTEX -HVLP | N/A- Not applicable | N/A- No Gasket |  |  |  | CSR | D950
V2700002- VORTEX - PANELS | S000950028 | D09500000VX2BDC | 2789.82 | 3976.05 |  |  | D950/ BATTERY BOX DRY CONTACT ASY 220V AL1024XR220 | 20- Released | D- Devices/Trim/Disc/Ring for VBSP | V27000000- VORTEX -HVLP | N/A- Not applicable | N/A- No Gasket |  |  |  |  | D950
V2700003- VORTEX - CYLINDERS |  | D09500000VX0PRG |  |  |  |  | D950/ PRIMARY SLO RELEASE ASY W/MANUAL OVERRIDE W/ GAUGE | 20- Released | D- Devices/Trim/Disc/Ring for VBSP | V27000000- VORTEX -HVLP | N/A- Not applicable | N/A- No Gasket |  |  |  |  | D950
V2700003- VORTEX - CYLINDERS | S000950015 | D09500000VX0MFA | 6922.45 | 9865.88 |  |  | D950/ VORTEX MANIFOLD FILL ASSEMBLY | 20- Released | D- Devices/Trim/Disc/Ring for VBSP | V27000000- VORTEX -HVLP | N/A- Not applicable | N/A- No Gasket |  |  | XVV | DHK | D950
V2700003- VORTEX - CYLINDERS | S00M950PM3 | D09500000VX0M30 | 2301.41 | 3279.97 |  |  | D950/ VORTEX MANIFOLD ASY 3 PORT 37 1/8" LONG | 20- Released | D- Devices/Trim/Disc/Ring for VBSP | V27000000- VORTEX -HVLP | N/A- Not applicable | N/A- No Gasket |  |  |  |  | D950
V2700002- VORTEX - PANELS | S000950027 | D09500000VX0BDC | 3697.15 | 5269.18 |  |  | D950/ DRY CONTACT VICTAULIC VORTEX BATTERY BOX ASY 26 AMP/HR | 20- Released | D- Devices/Trim/Disc/Ring for VBSP | V27000000- VORTEX -HVLP | N/A- Not applicable | N/A- No Gasket |  |  | XVV | PSBB | D950
V2700006- VORTEX - MISCELLANEOUS | Z000950002 | D09500000VX0AIP | 35.28 | 50.28 |  |  | D950/INST PLACARD VACATING THE AREA WHEN ALARM SOUNDS 4973 | 20- Released | D- Devices/Trim/Disc/Ring for VBSP | V27000000- VORTEX -HVLP | N/A- Not applicable | N/A- No Gasket |  |  |  |  | D950
V2700003- VORTEX - CYLINDERS | S0009500SP | D09500000VX00SP | 1168.07 | 1664.73 |  |  | D950/ VORTEX CYLINDER SECONDARY PILOT KIT | 20- Released | D- Devices/Trim/Disc/Ring for VBSP | V27000000- VORTEX -HVLP | N/A- Not applicable | N/A- No Gasket |  |  | XVV | DHK | D950
V2700003- VORTEX - CYLINDERS | S0009503X1 | D09500000VX0009 | 4633.71 | 6603.96 |  |  | D950/ 3 TANKSx1 ROW VICTAULIC VORTEX TOP & MIDDLE WALL MOUNT | 20- Released | D- Devices/Trim/Disc/Ring for VBSP | V27000000- VORTEX -HVLP | N/A- Not applicable | N/A- No Gasket |  |  |  | CSRUNI | D950
V2700006- VORTEX - MISCELLANEOUS | S000950BA4 | D095000002VXSBV | 151.59 | 216.05 |  |  | D950/ 1/4 BLEEDER VALVE ISOMATIC 369H0002 | 20- Released | D- Devices/Trim/Disc/Ring for VBSP | V27000000- VORTEX -HVLP | N/A- Not applicable | N/A- No Gasket |  |  | XVV | SP | D950
V2700003- VORTEX - CYLINDERS | S4909500PP | D095000000VX4P0 | 4275.4 | 6093.3 |  |  | D950/ SUPPRESSION SYS PRIMARY PILOT KIT F/49L CYLINDER UNITS | 20- Released | D- Devices/Trim/Disc/Ring for VBSP | V27000000- VORTEX -HVLP | N/A- Not applicable | N/A- No Gasket |  |  |  |  | D950
V2700003- VORTEX - CYLINDERS | S000950ACX | D09500000000097 |  |  |  |  | D950/BULK NITROGEN SUPPLY 4 TUBE 38FT ASME SA372 GRJ CL70 CE | 90- Not stock | D- Devices/Trim/Disc/Ring for VBSP | V27000000- VORTEX -HVLP | N/A- Not applicable | N/A- No Gasket |  |  |  |  | D950
V2700004- VORTEX - WATER SUPPLY |  | D09500000000082 |  |  |  |  | D950/ REGULATOR MODIFICATION 1/4 NPT INLx1/2 NPT OTLT W/O GA | 90- Not stock | D- Devices/Trim/Disc/Ring for VBSP | V27000000- VORTEX -HVLP | N/A- Not applicable | N/A- No Gasket |  |  |  |  | D950
V2700004- VORTEX - WATER SUPPLY |  | D09500000000076 |  |  |  |  | D950/ 49L EMPTY VORTEX SUPPRESSION SYS STD CYL ASY | 90- Not stock | D- Devices/Trim/Disc/Ring for VBSP | V27000000- VORTEX -HVLP | N/A- Not applicable | N/A- No Gasket |  |  |  |  | D950
V2700003- VORTEX - CYLINDERS | S000950ACE | D09500000000071 |  |  |  |  | D950/BULK NITROGEN SUPPLY 4 TUBE 38FT ASME SA372 GRJ CL70 CE | 90- Not stock | D- Devices/Trim/Disc/Ring for VBSP | V27000000- VORTEX -HVLP | N/A- Not applicable | N/A- No Gasket |  |  |  |  | D950
V2700004- VORTEX - WATER SUPPLY |  | D09500000000043 |  |  |  |  | D/950 WATER TANK ASY 100L SS316L CE | 90- Not stock | D- Devices/Trim/Disc/Ring for VBSP | V27000000- VORTEX -HVLP | N/A- Not applicable | N/A- No Gasket
V2700003- VORTEX - CYLINDERS |  | D09500000000007 |  |  |  |  | D950/ REFILL ADAPTER KIT ASY FOR NITROGEN CYLINDER | 90- Not stock | D- Devices/Trim/Disc/Ring for VBSP | V27000000- VORTEX -HVLP | N/A- Not applicable | N/A- No Gasket
V2700006- VORTEX - MISCELLANEOUS |  | BSI00030000Z00V |  |  |  |  | 3/8" SCREW/NUT/WASHER CARBON STEEL PLATED F/VORTEX 500 | 20- Released | B- Bolts/Nuts/Fasteners | V27100000- VORTEX 500 | N/A- Not applicable | N/A- No Gasket | 0M10 |  |  |  | BOLTS